## Values that passed
Test subsmission
Parameters
Consunmption: | 450 | L/day
Subsystem | Component | Input
Rainwater Collection | Roof Catchment | Full Roof
| Additional Catchment | 0
| Collection Tank | 10000
Storage | Storage Tank Volume | 25
| Storage Tank X | 10
| Storage Tank Y | -23
| Storage Tank Z | 10
| Storage Tank Tower | 0
Pump | Pump | Pump B
Filtration | Filter Location | Down
| 1 um Filter | 1
| 5 um Filter | 1
| 200 um Bag Filter | 1
Disinfection | UV Disinfection | 36W
| Chemical Disinfection | Ozone
Power System | Power Strategy | Generator
| Number of Batteries | 4
Option A: Solar Power | Solar Panel Model | N/A
| Quantity of Panels | N/A
| Inverter | N/A
Option B: Generator | Diesel Generator | 1

## Parameters and Satisfaction
Parameters |  | 76.59
Consumption: | 549 | L/day
Subsystem | Component | Input | Notes | Attribute | Value | Min Value | Max Value | Weight | Satisfaction | !! Warnings / Checks !!
Rainwater Collection | Roof Catchment | Full Roof |  | Consumption | 549 | 160 | 620 | 15% | 94.24% | :)
| Additional Catchment | 153 |  | Relative Cost | 77.43% | 20% | 105% | 20% | 23.78% | :)
| Collection Tank | 2500 |  | Health & Environmental Risk Exposure | 19.6091 | 0 | 32 | 15% | 32.65% | :)
Storage | Storage Tank Volume | 20 |  | Power System GHG Emissions | 67.95% | 20% | 100% | 10% | 34.64% | :)
| Storage Tank X | 25 |  | Maintenance Occurences | 60.9466 | 15 | 75 | 10% | 12.94% | :)
| Storage Tank Y | -24 |  | On Demand Flow Rate | 25 | 15 | 40 | 15% | 34.55% | :)
| Storage Tank Z | 15 |  | Reliability | 353.8 | 235 | 365 | 15% | 98.18% | :)
| Storage Tank Tower | 1
Pump | Pump | Pump C | :)
Filtration | Filter Location | Up |  | Total Satisfaction | 48.46%
| 1 um Filter | 1
| 5 um Filter | 2
| 200 um Bag Filter | 1
Disinfection | UV Disinfection | 36W | Error, max flowrate exceeded
| Chemical Disinfection | Chlorine
Power System | Power Strategy | Generator
| Number of Batteries | 3
Option A: Solar Power | Solar Panel Model | HES-260
| Quantity of Panels | 5
| Inverter | 0
Option B: Generator | Diesel Generator | 1
PRESSURE LOSSES HERE | 152381.034 | Pa
Cf Value | 14624
FLOWRATE HERE | 32.6849 | L/min
DAYS MISSED (in all 5 yrs) | 56 | days
Filtration | Cf | 14624
='Parameters and Satisfaction'!C7 *( 1000 *9.81*'Parameters and Satisfaction'!C11 +'Parameters and Satisfaction'!A27
Note on B27: [Threaded comment] Your version of Excel allows you to read this threaded comment; however, any edits to it will get removed if the file is opened in a newer version of Excel. Learn more: https://go.microsoft.com/fwlink/?linkid=870924 Comment: If anyone has a calculation for pressure losses within the system (due to friction and the fittings) can you please tie it to this cell. This is like pressure losses that will affect the functioning of the pump.
Note on B29: [Threaded comment] Your version of Excel allows you to read this threaded comment; however, any edits to it will get removed if the file is opened in a newer version of Excel. Learn more: https://go.microsoft.com/fwlink/?linkid=870924 Comment: Please put the max flowrate of the system here for filtration calculations, the UV system needs it :)

## Potential Parameters
Parameters |  | 76.59
Consumption: | 580 | L/day
Subsystem | Component | Input
Rainwater Collection | Roof Catchment | Full Roof
| Additional Catchment | 0
| Collection Tank | 2500
Storage | Storage Tank Volume | 40
| Storage Tank X | 20
| Storage Tank Y | -23
| Storage Tank Z | 15
| Storage Tank Tower | 0
Pump | Pump | Pump B
Filtration | Filter Location | Down
| 1 um Filter | 1
| 5 um Filter | 1
| 200 um Bag Filter | 1
Disinfection | UV Disinfection | 50W
| Chemical Disinfection | Chlorine
Power System | Power Strategy | Solar
| Number of Batteries | 1
Option A: Solar Power | Solar Panel Model | HES-260
| Quantity of Panels | 3
| Inverter | 1
Option B: Generator | Diesel Generator | 0

## Cost Calculations
Initial Costs |  |  |  | Ongoing Costs |  | * should add cost for ozone and 50W UV bulb
Component | Quantity | Cost per unit | Cost
Roof Catchment | Full Roof | N/A | 350 | Cost Source/Cause | Quantity | Cost per unit | Whole # purchases | Cost / Whole # purchase | Cost
Additonal Catchment | 153 | 150 | 22950 | Fail Days | 56 | 75 |  |  | 4200
Collection Tank | 2500 | N/A | 900 | Diesel Fuel | 494.9344 |  | 5 | 325 | 1625
Storage Tank Volume | 20 | 275 | 5500 | Oil Changes | 1 |  | 1 | 50 | 50
Storage Tank Height | 1 | N/A | 1445.7816 | Replacement Bulbs | 5 | 90 |  |  | 450
Piping | 75.5248 | 45 | 3398.6174 | Ozone | N/A any energy costs will be encompassed elsewhere
Pump | Pump C | N/A | 3250 | Chlorine | 350.7512 | 33.3333 | 117 | 100 | 11700
1um Filter | 1 | 125 | 125 | 1um Filters | 116.9171 |  | 116 | 75 | 8700
5um Filter | 2 | 110 | 220 | 5um Filters | 0 |  | 0 | 60 | 0
20um Filter | 1 | 100 | 100 | 20um Filters | 87.6878 |  | 87 | 50 | 4350
UV | 36W | N/A | 500 | Pump Replacements | 920.4357 |  | 0 | 3250 | 0
Chemical | Chlorine | N/A | 700
Number of Batteries | 3 | 390 | 1170
Solar Panel Type | HES-260 | N/A
Solar Panel Number | 5 | 500 | 2500
Inverter | 0 | 2369 | 0
Generator | 1 | 3250 | 3250
Total Initial Cost |  |  | 46359.399 | Total Ongoing Cost: |  |  |  |  | 31075
Total Cost | 77434.399
Comparison Standard | 100000
Relative Cost | 77.43%
Note on G6: [Threaded comment] Your version of Excel allows you to read this threaded comment; however, any edits to it will get removed if the file is opened in a newer version of Excel. Learn more: https://go.microsoft.com/fwlink/?linkid=870924 Comment: Need the total litres of diesel used over 5 years here. Is this something anyone has done or done something close to...?

## Water Stuff
Constants | [6 empty] | 2.5
|  |  | Total Days Missed: | 56 |  | Year 1 |  | Days Missed: | 11 |  |  |  | Year 2 |  | Days Missed: | 45 |  | Pump running hours | Day Missed? | Year 3 |  | Days Missed: | 0 |  |  |  | Year 4 |  | Days Missed: | 0 |  |  |  | Year 5 |  | Days Missed: | 0
Consumption | 0.549 | m^3 |  |  |  | Water Caught (m^3) | Water Collected (m^3) | Water Consumed | Net Water Increase/Decrease | Water Stored (end of day) | Pump running hours | Day Missed? | Water Caught (m^3) | Water Collected (m^3) | Water Consumed | Net Water Increase/Decrease | Water Stored (end of day) |  |  | Water Caught (m^3) | Water Collected (m^3) | Water Consumed | Net Water Increase/Decrease | Water Stored (end of day) | Pump running hours | Day Missed? | Water Caught (m^3) | Water Collected (m^3) | Water Consumed | Net Water Increase/Decrease | Water Stored (end of day) | Pump running hours | Day Missed? | Water Caught (m^3) | Water Collected (m^3) | Water Consumed | Net Water Increase/Decrease | Water Stored (end of day) | Pump running hours | Day Missed?
Catchment Area | 253 | m^2 | Total Pump Run Hours | 920.4357 | 2022-01-01 | 4.7564 | 2.5 | 0 | 2.5 | 2.5 | 1.3121 | 0 | 1.9734 | 1.9734 | 0.549 | 1.4244 | 19.2284 | 1.0357 | 0 | 6.8241 | 2.5 | 0.549 | 1.951 | 19.6614 | 1.3121 | 0 | 0.61864 | 0.61864 | 0.549 | 0.069641 | 16.4523 | 0.32469 | 0 | 5.5006 | 2.5 | 0.549 | 1.951 | 19.755 | 1.3121 | 0
Collection Tank | 2.5 | m^3 |  |  | 2022-01-02 | 5.0094 | 2.5 | 0 | 2.5 | 5 | 1.3121 | 0 | 0.253 | 0.253 | 0.549 | -0.296 | 18.9324 | 0.13278 | 0 | 2.7463 | 2.5 | 0.549 | 1.951 | 20 | 1.3121 | 0 | 0 | 0 | 0.549 | -0.549 | 15.9033 | 0 | 0 | 4.2127 | 2.5 | 0.549 | 1.951 | 20 | 1.3121 | 0
Storage Tank Volume | 20 | m^3 |  |  | 2022-01-03 | 0 | 0 | 0 | 0 | 5 | 0 | 0 | 3.3902 | 2.5 | 0.549 | 1.951 | 20 | 1.3121 | 0 | 1.7907 | 1.7907 | 0.549 | 1.2417 | 20 | 0.93985 | 0 | 4.5245 | 2.5 | 0.549 | 1.951 | 17.8543 | 1.3121 | 0 | 0 | 0 | 0.549 | -0.549 | 19.451 | 0 | 0
Cf total up to storage | 2503.1901 |  |  |  | 2022-01-04 | 0 | 0 | 0 | 0 | 5 | 0 | 0 | 16.2426 | 2.5 | 0.549 | 1.951 | 20 | 1.3121 | 0 | 0 | 0 | 0.549 | -0.549 | 19.451 | 0 | 0 | 18.6366 | 2.5 | 0.549 | 1.951 | 19.8053 | 1.3121 | 0 | 0.12912 | 0.12912 | 0.549 | -0.41988 | 19.0311 | 0.067768 | 0
K |  |  |  |  | 2022-01-05 | 0 | 0 | 0 | 0 | 5 | 0 | 0 | 8.1466 | 2.5 | 0.549 | 1.951 | 20 | 1.3121 | 0 | 0 | 0 | 0.549 | -0.549 | 18.902 | 0 | 0 | 9.6212 | 2.5 | 0.549 | 1.951 | 20 | 1.3121 | 0 | 0 | 0 | 0.549 | -0.549 | 18.4821 | 0 | 0
rho |  |  |  |  | 2022-01-06 | 1.265 | 1.265 | 0 | 1.265 | 6.265 | 0.66392 | 0 | 0.7084 | 0.7084 | 0.549 | 0.1594 | 20 | 0.37179 | 0 | 0 | 0 | 0.549 | -0.549 | 18.353 | 0 | 0 | 0 | 0 | 0.549 | -0.549 | 19.451 | 0 | 0 | 2.3475 | 2.3475 | 0.549 | 1.7985 | 20 | 1.232 | 0
g |  |  |  |  | 2022-01-07 | 5.1612 | 2.5 | 0 | 2.5 | 8.765 | 1.3121 | 0 | 0 | 0 | 0.549 | -0.549 | 19.451 | 0 | 0 | 5.2536 | 2.5 | 0.549 | 1.951 | 20 | 1.3121 | 0 | 0 | 0 | 0.549 | -0.549 | 18.902 | 0 | 0 | 5.8998 | 2.5 | 0.549 | 1.951 | 20 | 1.3121 | 0
Tank Height |  |  |  |  | 2022-01-08 | 6.2744 | 2.5 | 0 | 2.5 | 11.265 | 1.3121 | 0 | 0 | 0 | 0.549 | -0.549 | 18.902 | 0 | 0 | 8.7327 | 2.5 | 0.549 | 1.951 | 20 | 1.3121 | 0 | 0.48576 | 0.48576 | 0.549 | -0.063235 | 18.8388 | 0.25495 | 0 | 5.442 | 2.5 | 0.549 | 1.951 | 20 | 1.3121 | 0
Pipe Length |  |  |  |  | 2022-01-09 | 8.602 | 2.5 | 0 | 2.5 | 13.765 | 1.3121 | 0 | 0.2024 | 0.2024 | 0.549 | -0.3466 | 18.5554 | 0.10623 | 0 | 9.8571 | 2.5 | 0.549 | 1.951 | 20 | 1.3121 | 0 | 0 | 0 | 0.549 | -0.549 | 18.2898 | 0 | 0 | 9.6916 | 2.5 | 0.549 | 1.951 | 20 | 1.3121 | 0
Pump Volume per day | 45.7285 |  |  |  | 2022-01-10 | 11.2838 | 2.5 | 0 | 2.5 | 16.265 | 1.3121 | 0 | 0 | 0 | 0.549 | -0.549 | 18.0064 | 0 | 0 | 7.9411 | 2.5 | 0.549 | 1.951 | 20 | 1.3121 | 0 | 0 | 0 | 0.549 | -0.549 | 17.7408 | 0 | 0 | 9.0339 | 2.5 | 0.549 | 1.951 | 20 | 1.3121 | 0
[5 empty] | 2022-01-11 | 3.6432 | 2.5 | 0 | 2.5 | 18.765 | 1.3121 | 0 | 0 | 0 | 0.549 | -0.549 | 17.4574 | 0 | 0 | 6.0078 | 2.5 | 0.549 | 1.951 | 20 | 1.3121 | 0 | 2.2043 | 2.2043 | 0.549 | 1.6553 | 19.396 | 1.1569 | 0 | 7.5971 | 2.5 | 0.549 | 1.951 | 20 | 1.3121 | 0
Is Pump volume per day > than collection tank? |  | y |  |  | 2022-01-12 | 12.7006 | 2.5 | 0 | 2.5 | 20 | 1.3121 | 0 | 0 | 0 | 0.549 | -0.549 | 16.9084 | 0 | 0 | 10.2401 | 2.5 | 0.549 | 1.951 | 20 | 1.3121 | 0 | 0 | 0 | 0.549 | -0.549 | 18.847 | 0 | 0 | 6.2118 | 2.5 | 0.549 | 1.951 | 20 | 1.3121 | 0
[5 empty] | 2022-01-13 | 2.4288 | 2.4288 | 0 | 2.4288 | 20 | 1.2747 | 0 | 0 | 0 | 0.549 | -0.549 | 16.3594 | 0 | 0 | 3.6372 | 2.5 | 0.549 | 1.951 | 20 | 1.3121 | 0 | 0.31401 | 0.31401 | 0.549 | -0.23499 | 18.612 | 0.1648 | 0 | 2.5272 | 2.5 | 0.549 | 1.951 | 20 | 1.3121 | 0
[5 empty] | 2022-01-14 | 1.4674 | 1.4674 | 0 | 1.4674 | 20 | 0.77015 | 0 | 0.1012 | 0.1012 | 0.549 | -0.4478 | 15.9116 | 0.053113 | 0 | 0 | 0 | 0.549 | -0.549 | 19.451 | 0 | 0 | 0.41369 | 0.41369 | 0.549 | -0.13531 | 18.4767 | 0.21712 | 0 | 0.082798 | 0.082798 | 0.549 | -0.4662 | 19.5338 | 0.043455 | 0
[5 empty] | 2022-01-15 | 0.4048 | 0.4048 | 0 | 0.4048 | 20 | 0.21245 | 0 | 8.9562 | 2.5 | 0.549 | 1.951 | 17.8626 | 1.3121 | 0 | 0.10647 | 0.10647 | 0.549 | -0.44253 | 19.0085 | 0.055881 | 0 | 7.047 | 2.5 | 0.549 | 1.951 | 20 | 1.3121 | 0 | 1.707 | 1.707 | 0.549 | 1.158 | 20 | 0.89589 | 0
[5 empty] | 2022-01-16 | 0.2024 | 0.2024 | 0 | 0.2024 | 20 | 0.10623 | 0 | 1.518 | 1.518 | 0.549 | 0.969 | 18.8316 | 0.7967 | 0 | 0.93061 | 0.93061 | 0.549 | 0.38161 | 19.3901 | 0.48842 | 0 | 0.51108 | 0.51108 | 0.549 | -0.037922 | 19.9621 | 0.26823 | 0 | 0 | 0 | 0.549 | -0.549 | 19.451 | 0 | 0
[5 empty] | 2022-01-17 | 0 | 0 | 0 | 0 | 20 | 0 | 0 | 5.1612 | 2.5 | 0.549 | 1.951 | 20 | 1.3121 | 0 | 0 | 0 | 0.549 | -0.549 | 18.8411 | 0 | 0 | 2.8017 | 2.5 | 0.549 | 1.951 | 20 | 1.3121 | 0 | 0 | 0 | 0.549 | -0.549 | 18.902 | 0 | 0
[5 empty] | 2022-01-18 | 0.6578 | 0.6578 | 0 | 0.6578 | 20 | 0.34524 | 0 | 4.1998 | 2.5 | 0.549 | 1.951 | 20 | 1.3121 | 0 | 0 | 0 | 0.549 | -0.549 | 18.2921 | 0 | 0 | 4.8102 | 2.5 | 0.549 | 1.951 | 20 | 1.3121 | 0 | 2.4108 | 2.4108 | 0.549 | 1.8618 | 20 | 1.2653 | 0
[5 empty] | 2022-01-19 | 0.253 | 0.253 | 0 | 0.253 | 20 | 0.13278 | 0 | 0.6578 | 0.6578 | 0.549 | 0.1088 | 20 | 0.34524 | 0 | 0 | 0 | 0.549 | -0.549 | 17.7431 | 0 | 0 | 0.32982 | 0.32982 | 0.549 | -0.21918 | 19.7808 | 0.1731 | 0 | 0 | 0 | 0.549 | -0.549 | 19.451 | 0 | 0
[5 empty] | 2022-01-20 | 0.1518 | 0.1518 | 0 | 0.1518 | 20 | 0.07967 | 0 | 0.1012 | 0.1012 | 0.549 | -0.4478 | 19.5522 | 0.053113 | 0 | 0.43368 | 0.43368 | 0.549 | -0.11532 | 17.6278 | 0.22761 | 0 | 0 | 0 | 0.549 | -0.549 | 19.2318 | 0 | 0 | 0 | 0 | 0.549 | -0.549 | 18.902 | 0 | 0
[5 empty] | 2022-01-21 | 0.2024 | 0.2024 | 0 | 0.2024 | 20 | 0.10623 | 0 | 4.6552 | 2.5 | 0.549 | 1.951 | 20 | 1.3121 | 0 | 0.08838 | 0.08838 | 0.549 | -0.46062 | 17.1671 | 0.046385 | 0 | 3.9622 | 2.5 | 0.549 | 1.951 | 20 | 1.3121 | 0 | 2.5887 | 2.5 | 0.549 | 1.951 | 20 | 1.3121 | 0
[5 empty] | 2022-01-22 | 0.1518 | 0.1518 | 0 | 0.1518 | 20 | 0.07967 | 0 | 3.542 | 2.5 | 0.549 | 1.951 | 20 | 1.3121 | 0 | 0 | 0 | 0.549 | -0.549 | 16.6181 | 0 | 0 | 6.1218 | 2.5 | 0.549 | 1.951 | 20 | 1.3121 | 0 | 2.1404 | 2.1404 | 0.549 | 1.5914 | 20 | 1.1234 | 0
[5 empty] | 2022-01-23 | 0 | 0 | 0 | 0 | 20 | 0 | 0 | 22.9724 | 2.5 | 0.549 | 1.951 | 20 | 1.3121 | 0 | 0 | 0 | 0.549 | -0.549 | 16.0691 | 0 | 0 | 22.1461 | 2.5 | 0.549 | 1.951 | 20 | 1.3121 | 0 | 0 | 0 | 0.549 | -0.549 | 19.451 | 0 | 0
[5 empty] | 2022-01-24 | 0 | 0 | 0 | 0 | 20 | 0 | 0 | 10.12 | 2.5 | 0.549 | 1.951 | 20 | 1.3121 | 0 | 0 | 0 | 0.549 | -0.549 | 15.5201 | 0 | 0 | 6.719 | 2.5 | 0.549 | 1.951 | 20 | 1.3121 | 0 | 0 | 0 | 0.549 | -0.549 | 18.902 | 0 | 0
[5 empty] | 2022-01-25 | 0 | 0 | 0 | 0 | 20 | 0 | 0 | 0.4554 | 0.4554 | 0.549 | -0.0936 | 19.9064 | 0.23901 | 0 | 0 | 0 | 0.549 | -0.549 | 14.9711 | 0 | 0 | 1.6164 | 1.6164 | 0.549 | 1.0674 | 20 | 0.84834 | 0 | 0 | 0 | 0.549 | -0.549 | 18.353 | 0 | 0
[5 empty] | 2022-01-26 | 0 | 0 | 0 | 0 | 20 | 0 | 0 | 0.7084 | 0.7084 | 0.549 | 0.1594 | 20 | 0.37179 | 0 | 0 | 0 | 0.549 | -0.549 | 14.4221 | 0 | 0 | 0 | 0 | 0.549 | -0.549 | 19.451 | 0 | 0 | 0 | 0 | 0.549 | -0.549 | 17.804 | 0 | 0
[5 empty] | 2022-01-27 | 4.4528 | 2.5 | 0 | 2.5 | 20 | 1.3121 | 0 | 0.7084 | 0.7084 | 0.549 | 0.1594 | 20 | 0.37179 | 0 | 1.6104 | 1.6104 | 0.549 | 1.0614 | 15.4836 | 0.84522 | 0 | 0 | 0 | 0.549 | -0.549 | 18.902 | 0 | 0 | 3.4527 | 2.5 | 0.549 | 1.951 | 19.755 | 1.3121 | 0
[5 empty] | 2022-01-28 | 0 | 0 | 0 | 0 | 20 | 0 | 0 | 0 | 0 | 0.549 | -0.549 | 19.451 | 0 | 0 | 1.0832 | 1.0832 | 0.549 | 0.53425 | 16.0178 | 0.56853 | 0 | 0 | 0 | 0.549 | -0.549 | 18.353 | 0 | 0 | 3.3132 | 2.5 | 0.549 | 1.951 | 20 | 1.3121 | 0
[5 empty] | 2022-01-29 | 0 | 0 | 0 | 0 | 20 | 0 | 0 | 0 | 0 | 0.549 | -0.549 | 18.902 | 0 | 0 | 0 | 0 | 0.549 | -0.549 | 15.4688 | 0 | 0 | 0 | 0 | 0.549 | -0.549 | 17.804 | 0 | 0 | 0.62057 | 0.62057 | 0.549 | 0.071574 | 20 | 0.3257 | 0
[5 empty] | 2022-01-30 | 0 | 0 | 0 | 0 | 20 | 0 | 0 | 0.1518 | 0.1518 | 0.549 | -0.3972 | 18.5048 | 0.07967 | 0 | 0 | 0 | 0.549 | -0.549 | 14.9198 | 0 | 0 | 2.018 | 2.018 | 0.549 | 1.469 | 19.273 | 1.0591 | 0 | 1.0046 | 1.0046 | 0.549 | 0.45561 | 20 | 0.52726 | 0
[5 empty] | 2022-01-31 | 0.6578 | 0.6578 | 0 | 0.6578 | 20 | 0.34524 | 0 | 1.4674 | 1.4674 | 0.549 | 0.9184 | 19.4232 | 0.77015 | 0 | 0 | 0 | 0.549 | -0.549 | 14.3708 | 0 | 0 | 0 | 0 | 0.549 | -0.549 | 18.724 | 0 | 0 | 0 | 0 | 0.549 | -0.549 | 19.451 | 0 | 0
[5 empty] | 2022-02-01 | 0.6578 | 0.6578 | 0.549 | 0.1088 | 20 | 0.34524 | 0 | 2.024 | 2.024 | 0.549 | 1.475 | 20 | 1.0623 | 0 | 1.3382 | 1.3382 | 0.549 | 0.78922 | 15.1601 | 0.70235 | 0 | 2.5384 | 2.5 | 0.549 | 1.951 | 20 | 1.3121 | 0 | 2.9519 | 2.5 | 0.549 | 1.951 | 20 | 1.3121 | 0
[5 empty] | 2022-02-02 | 0 | 0 | 0.549 | -0.549 | 19.451 | 0 | 0 | 6.831 | 2.5 | 0.549 | 1.951 | 20 | 1.3121 | 0 | 0 | 0 | 0.549 | -0.549 | 14.6111 | 0 | 0 | 5.7207 | 2.5 | 0.549 | 1.951 | 20 | 1.3121 | 0 | 0 | 0 | 0.549 | -0.549 | 19.451 | 0 | 0
[5 empty] | 2022-02-03 | 0 | 0 | 0.549 | -0.549 | 18.902 | 0 | 0 | 0.1518 | 0.1518 | 0.549 | -0.3972 | 19.6028 | 0.07967 | 0 | 2.3034 | 2.3034 | 0.549 | 1.7544 | 16.3654 | 1.2089 | 0 | 2.8029 | 2.5 | 0.549 | 1.951 | 20 | 1.3121 | 0 | 1.7675 | 1.7675 | 0.549 | 1.2185 | 20 | 0.92765 | 0
[5 empty] | 2022-02-04 | 0 | 0 | 0.549 | -0.549 | 18.353 | 0 | 0 | 9.108 | 2.5 | 0.549 | 1.951 | 20 | 1.3121 | 0 | 0 | 0 | 0.549 | -0.549 | 15.8164 | 0 | 0 | 8.1541 | 2.5 | 0.549 | 1.951 | 20 | 1.3121 | 0 | 1.9268 | 1.9268 | 0.549 | 1.3778 | 20 | 1.0113 | 0
[5 empty] | 2022-02-05 | 0 | 0 | 0.549 | -0.549 | 17.804 | 0 | 0 | 6.8816 | 2.5 | 0.549 | 1.951 | 20 | 1.3121 | 0 | 0 | 0 | 0.549 | -0.549 | 15.2674 | 0 | 0 | 6.7806 | 2.5 | 0.549 | 1.951 | 20 | 1.3121 | 0 | 0 | 0 | 0.549 | -0.549 | 19.451 | 0 | 0
[5 empty] | 2022-02-06 | 0 | 0 | 0.549 | -0.549 | 17.255 | 0 | 0 | 7.1346 | 2.5 | 0.549 | 1.951 | 20 | 1.3121 | 0 | 0 | 0 | 0.549 | -0.549 | 14.7184 | 0 | 0 | 9.6071 | 2.5 | 0.549 | 1.951 | 20 | 1.3121 | 0 | 0 | 0 | 0.549 | -0.549 | 18.902 | 0 | 0
[5 empty] | 2022-02-07 | 0 | 0 | 0.549 | -0.549 | 16.706 | 0 | 0 | 9.9176 | 2.5 | 0.549 | 1.951 | 20 | 1.3121 | 0 | 1.5496 | 1.5496 | 0.549 | 1.0006 | 15.7191 | 0.81331 | 0 | 11.1438 | 2.5 | 0.549 | 1.951 | 20 | 1.3121 | 0 | 2.3502 | 2.3502 | 0.549 | 1.8012 | 20 | 1.2335 | 0
[5 empty] | 2022-02-08 | 0 | 0 | 0.549 | -0.549 | 16.157 | 0 | 0 | 1.6698 | 1.6698 | 0.549 | 1.1208 | 20 | 0.87637 | 0 | 0.36869 | 0.36869 | 0.549 | -0.18031 | 15.5388 | 0.1935 | 0 | 2.0429 | 2.0429 | 0.549 | 1.4939 | 20 | 1.0722 | 0 | 0 | 0 | 0.549 | -0.549 | 19.451 | 0 | 0
[5 empty] | 2022-02-09 | 3.0866 | 2.5 | 0.549 | 1.951 | 18.108 | 1.3121 | 0 | 0.8096 | 0.8096 | 0.549 | 0.2606 | 20 | 0.42491 | 0 | 4.3226 | 2.5 | 0.549 | 1.951 | 17.4898 | 1.3121 | 0 | 0 | 0 | 0.549 | -0.549 | 19.451 | 0 | 0 | 0 | 0 | 0.549 | -0.549 | 18.902 | 0 | 0
[5 empty] | 2022-02-10 | 3.3902 | 2.5 | 0.549 | 1.951 | 20 | 1.3121 | 0 | 0.0506 | 0.0506 | 0.549 | -0.4984 | 19.5016 | 0.026557 | 0 | 3.8677 | 2.5 | 0.549 | 1.951 | 19.4408 | 1.3121 | 0 | 2.6244 | 2.5 | 0.549 | 1.951 | 20 | 1.3121 | 0 | 1.5995 | 1.5995 | 0.549 | 1.0505 | 19.9525 | 0.83946 | 0
[5 empty] | 2022-02-11 | 11.7898 | 2.5 | 0.549 | 1.951 | 20 | 1.3121 | 0 | 4.9588 | 2.5 | 0.549 | 1.951 | 20 | 1.3121 | 0 | 13.284 | 2.5 | 0.549 | 1.951 | 20 | 1.3121 | 0 | 2.1186 | 2.1186 | 0.549 | 1.5696 | 20 | 1.1119 | 0 | 12.9046 | 2.5 | 0.549 | 1.951 | 20 | 1.3121 | 0
[5 empty] | 2022-02-12 | 4.2504 | 2.5 | 0.549 | 1.951 | 20 | 1.3121 | 0 | 7.6912 | 2.5 | 0.549 | 1.951 | 20 | 1.3121 | 0 | 4.875 | 2.5 | 0.549 | 1.951 | 20 | 1.3121 | 0 | 3.1126 | 2.5 | 0.549 | 1.951 | 20 | 1.3121 | 0 | 3.0587 | 2.5 | 0.549 | 1.951 | 20 | 1.3121 | 0
[5 empty] | 2022-02-13 | 3.9468 | 2.5 | 0.549 | 1.951 | 20 | 1.3121 | 0 | 4.807 | 2.5 | 0.549 | 1.951 | 20 | 1.3121 | 0 | 5.5902 | 2.5 | 0.549 | 1.951 | 20 | 1.3121 | 0 | 3.4551 | 2.5 | 0.549 | 1.951 | 20 | 1.3121 | 0 | 6.0549 | 2.5 | 0.549 | 1.951 | 20 | 1.3121 | 0
[5 empty] | 2022-02-14 | 0.759 | 0.759 | 0.549 | 0.21 | 20 | 0.39835 | 0 | 0.0506 | 0.0506 | 0.549 | -0.4984 | 19.5016 | 0.026557 | 0 | 0 | 0 | 0.549 | -0.549 | 19.451 | 0 | 0 | 0.60202 | 0.60202 | 0.549 | 0.053017 | 20 | 0.31596 | 0 | 2.3951 | 2.3951 | 0.549 | 1.8461 | 20 | 1.257 | 0
[5 empty] | 2022-02-15 | 2.9348 | 2.5 | 0.549 | 1.951 | 20 | 1.3121 | 0 | 0 | 0 | 0.549 | -0.549 | 18.9526 | 0 | 0 | 0 | 0 | 0.549 | -0.549 | 18.902 | 0 | 0 | 0 | 0 | 0.549 | -0.549 | 19.451 | 0 | 0 | 0 | 0 | 0.549 | -0.549 | 19.451 | 0 | 0
[5 empty] | 2022-02-16 | 4.807 | 2.5 | 0.549 | 1.951 | 20 | 1.3121 | 0 | 0 | 0 | 0.549 | -0.549 | 18.4036 | 0 | 0 | 7.1501 | 2.5 | 0.549 | 1.951 | 20 | 1.3121 | 0 | 0 | 0 | 0.549 | -0.549 | 18.902 | 0 | 0 | 6.7729 | 2.5 | 0.549 | 1.951 | 20 | 1.3121 | 0
[5 empty] | 2022-02-17 | 2.3276 | 2.3276 | 0.549 | 1.7786 | 20 | 1.2216 | 0 | 0 | 0 | 0.549 | -0.549 | 17.8546 | 0 | 0 | 2.1467 | 2.1467 | 0.549 | 1.5977 | 20 | 1.1267 | 0 | 2.6019 | 2.5 | 0.549 | 1.951 | 20 | 1.3121 | 0 | 4.6299 | 2.5 | 0.549 | 1.951 | 20 | 1.3121 | 0
[5 empty] | 2022-02-18 | 3.1878 | 2.5 | 0.549 | 1.951 | 20 | 1.3121 | 0 | 1.012 | 1.012 | 0.549 | 0.463 | 18.3176 | 0.53113 | 0 | 1.6386 | 1.6386 | 0.549 | 1.0896 | 20 | 0.86002 | 0 | 0 | 0 | 0.549 | -0.549 | 19.451 | 0 | 0 | 3.8946 | 2.5 | 0.549 | 1.951 | 20 | 1.3121 | 0
[5 empty] | 2022-02-19 | 5.5154 | 2.5 | 0.549 | 1.951 | 20 | 1.3121 | 0 | 2.783 | 2.5 | 0.549 | 1.951 | 20 | 1.3121 | 0 | 4.6917 | 2.5 | 0.549 | 1.951 | 20 | 1.3121 | 0 | 2.7626 | 2.5 | 0.549 | 1.951 | 20 | 1.3121 | 0 | 0.65759 | 0.65759 | 0.549 | 0.10859 | 20 | 0.34513 | 0
[5 empty] | 2022-02-20 | 0.6072 | 0.6072 | 0.549 | 0.0582 | 20 | 0.31868 | 0 | 0.1012 | 0.1012 | 0.549 | -0.4478 | 19.5522 | 0.053113 | 0 | 3.0768 | 2.5 | 0.549 | 1.951 | 20 | 1.3121 | 0 | 2.1248 | 2.1248 | 0.549 | 1.5758 | 20 | 1.1152 | 0 | 0 | 0 | 0.549 | -0.549 | 19.451 | 0 | 0
[5 empty] | 2022-02-21 | 0.2024 | 0.2024 | 0.549 | -0.3466 | 19.6534 | 0.10623 | 0 | 0 | 0 | 0.549 | -0.549 | 19.0032 | 0 | 0 | 1.1757 | 1.1757 | 0.549 | 0.62667 | 20 | 0.61703 | 0 | 0 | 0 | 0.549 | -0.549 | 19.451 | 0 | 0 | 0 | 0 | 0.549 | -0.549 | 18.902 | 0 | 0
[5 empty] | 2022-02-22 | 1.2144 | 1.2144 | 0.549 | 0.6654 | 20 | 0.63736 | 0 | 0 | 0 | 0.549 | -0.549 | 18.4542 | 0 | 0 | 0 | 0 | 0.549 | -0.549 | 19.451 | 0 | 0 | 1.9358 | 1.9358 | 0.549 | 1.3868 | 20 | 1.016 | 0 | 0 | 0 | 0.549 | -0.549 | 18.353 | 0 | 0
[5 empty] | 2022-02-23 | 3.6938 | 2.5 | 0.549 | 1.951 | 20 | 1.3121 | 0 | 0 | 0 | 0.549 | -0.549 | 17.9052 | 0 | 0 | 3.7782 | 2.5 | 0.549 | 1.951 | 20 | 1.3121 | 0 | 0 | 0 | 0.549 | -0.549 | 19.451 | 0 | 0 | 1.3406 | 1.3406 | 0.549 | 0.79164 | 19.1446 | 0.70362 | 0
[5 empty] | 2022-02-24 | 1.7204 | 1.7204 | 0.549 | 1.1714 | 20 | 0.90293 | 0 | 0.0506 | 0.0506 | 0.549 | -0.4984 | 17.4068 | 0.026557 | 0 | 2.1739 | 2.1739 | 0.549 | 1.6249 | 20 | 1.1409 | 0 | 0.69488 | 0.69488 | 0.549 | 0.14588 | 19.5969 | 0.3647 | 0 | 3.7747 | 2.5 | 0.549 | 1.951 | 20 | 1.3121 | 0
[5 empty] | 2022-02-25 | 0 | 0 | 0.549 | -0.549 | 19.451 | 0 | 0 | 1.1638 | 1.1638 | 0.549 | 0.6148 | 18.0216 | 0.61081 | 0 | 2.089 | 2.089 | 0.549 | 1.54 | 20 | 1.0964 | 0 | 0 | 0 | 0.549 | -0.549 | 19.0479 | 0 | 0 | 1.3759 | 1.3759 | 0.549 | 0.82688 | 20 | 0.72211 | 0
[5 empty] | 2022-02-26 | 0.2024 | 0.2024 | 0.549 | -0.3466 | 19.1044 | 0.10623 | 0 | 2.2264 | 2.2264 | 0.549 | 1.6774 | 19.699 | 1.1685 | 0 | 0 | 0 | 0.549 | -0.549 | 19.451 | 0 | 0 | 0 | 0 | 0.549 | -0.549 | 18.4989 | 0 | 0 | 2.3481 | 2.3481 | 0.549 | 1.7991 | 20 | 1.2324 | 0
[5 empty] | 2022-02-27 | 0 | 0 | 0.549 | -0.549 | 18.5554 | 0 | 0 | 0.1012 | 0.1012 | 0.549 | -0.4478 | 19.2512 | 0.053113 | 0 | 0 | 0 | 0.549 | -0.549 | 18.902 | 0 | 0 | 0 | 0 | 0.549 | -0.549 | 17.9499 | 0 | 0 | 0 | 0 | 0.549 | -0.549 | 19.451 | 0 | 0
[5 empty] | 2022-02-28 | 0.1012 | 0.1012 | 0.549 | -0.4478 | 18.1076 | 0.053113 | 0 | 0 | 0 | 0.549 | -0.549 | 18.7022 | 0 | 0 | 2.0278 | 2.0278 | 0.549 | 1.4788 | 20 | 1.0643 | 0 | 0 | 0 | 0.549 | -0.549 | 17.4009 | 0 | 0 | 2.1034 | 2.1034 | 0.549 | 1.5544 | 20 | 1.1039 | 0
[5 empty] | 2022-03-01 | 0.506 | 0.506 | 0.549 | -0.043 | 18.0646 | 0.26557 | 0 | 0.3036 | 0.3036 | 0.549 | -0.2454 | 18.4568 | 0.15934 | 0 | 0 | 0 | 0.549 | -0.549 | 19.451 | 0 | 0 | 0 | 0 | 0.549 | -0.549 | 16.8519 | 0 | 0 | 1.3523 | 1.3523 | 0.549 | 0.80332 | 20 | 0.70975 | 0
[5 empty] | 2022-03-02 | 4.807 | 2.5 | 0.549 | 1.951 | 20 | 1.3121 | 0 | 0 | 0 | 0.549 | -0.549 | 17.9078 | 0 | 0 | 4.6909 | 2.5 | 0.549 | 1.951 | 20 | 1.3121 | 0 | 0.91223 | 0.91223 | 0.549 | 0.36323 | 17.2151 | 0.47877 | 0 | 0.38143 | 0.38143 | 0.549 | -0.16757 | 19.8324 | 0.20019 | 0
[5 empty] | 2022-03-03 | 0.253 | 0.253 | 0.549 | -0.296 | 19.704 | 0.13278 | 0 | 0 | 0 | 0.549 | -0.549 | 17.3588 | 0 | 0 | 0 | 0 | 0.549 | -0.549 | 19.451 | 0 | 0 | 0 | 0 | 0.549 | -0.549 | 16.6661 | 0 | 0 | 2.1252 | 2.1252 | 0.549 | 1.5762 | 20 | 1.1154 | 0
[5 empty] | 2022-03-04 | 0.6072 | 0.6072 | 0.549 | 0.0582 | 19.7622 | 0.31868 | 0 | 0.1012 | 0.1012 | 0.549 | -0.4478 | 16.911 | 0.053113 | 0 | 1.0181 | 1.0181 | 0.549 | 0.46909 | 19.9201 | 0.53433 | 0 | 1.8125 | 1.8125 | 0.549 | 1.2635 | 17.9296 | 0.95128 | 0 | 0 | 0 | 0.549 | -0.549 | 19.451 | 0 | 0
[5 empty] | 2022-03-05 | 6.0214 | 2.5 | 0.549 | 1.951 | 20 | 1.3121 | 0 | 0.4554 | 0.4554 | 0.549 | -0.0936 | 16.8174 | 0.23901 | 0 | 4.1575 | 2.5 | 0.549 | 1.951 | 20 | 1.3121 | 0 | 2.5753 | 2.5 | 0.549 | 1.951 | 19.8806 | 1.3121 | 0 | 3.9819 | 2.5 | 0.549 | 1.951 | 20 | 1.3121 | 0
[5 empty] | 2022-03-06 | 2.1758 | 2.1758 | 0.549 | 1.6268 | 20 | 1.1419 | 0 | 0.2024 | 0.2024 | 0.549 | -0.3466 | 16.4708 | 0.10623 | 0 | 4.6496 | 2.5 | 0.549 | 1.951 | 20 | 1.3121 | 0 | 1.4404 | 1.4404 | 0.549 | 0.89143 | 20 | 0.75599 | 0 | 6.9109 | 2.5 | 0.549 | 1.951 | 20 | 1.3121 | 0
[5 empty] | 2022-03-07 | 8.602 | 2.5 | 0.549 | 1.951 | 20 | 1.3121 | 0 | 0 | 0 | 0.549 | -0.549 | 15.9218 | 0 | 0 | 6.1835 | 2.5 | 0.549 | 1.951 | 20 | 1.3121 | 0 | 0 | 0 | 0.549 | -0.549 | 19.451 | 0 | 0 | 3.0762 | 2.5 | 0.549 | 1.951 | 20 | 1.3121 | 0
[5 empty] | 2022-03-08 | 13.2572 | 2.5 | 0.549 | 1.951 | 20 | 1.3121 | 0 | 0.1012 | 0.1012 | 0.549 | -0.4478 | 15.474 | 0.053113 | 0 | 15.5573 | 2.5 | 0.549 | 1.951 | 20 | 1.3121 | 0 | 0 | 0 | 0.549 | -0.549 | 18.902 | 0 | 0 | 17.3082 | 2.5 | 0.549 | 1.951 | 20 | 1.3121 | 0
[5 empty] | 2022-03-09 | 2.6818 | 2.5 | 0.549 | 1.951 | 20 | 1.3121 | 0 | 0.1012 | 0.1012 | 0.549 | -0.4478 | 15.0262 | 0.053113 | 0 | 0.43066 | 0.43066 | 0.549 | -0.11834 | 19.8817 | 0.22603 | 0 | 2.7823 | 2.5 | 0.549 | 1.951 | 20 | 1.3121 | 0 | 1.8332 | 1.8332 | 0.549 | 1.2842 | 20 | 0.96214 | 0
[5 empty] | 2022-03-10 | 0.6072 | 0.6072 | 0.549 | 0.0582 | 20 | 0.31868 | 0 | 0.7084 | 0.7084 | 0.549 | 0.1594 | 15.1856 | 0.37179 | 0 | 2.9393 | 2.5 | 0.549 | 1.951 | 20 | 1.3121 | 0 | 0 | 0 | 0.549 | -0.549 | 19.451 | 0 | 0 | 5.3232 | 2.5 | 0.549 | 1.951 | 20 | 1.3121 | 0
[5 empty] | 2022-03-11 | 0 | 0 | 0.549 | -0.549 | 19.451 | 0 | 0 | 3.4408 | 2.5 | 0.549 | 1.951 | 17.1366 | 1.3121 | 0 | 0 | 0 | 0.549 | -0.549 | 19.451 | 0 | 0 | 5.2736 | 2.5 | 0.549 | 1.951 | 20 | 1.3121 | 0 | 1.4539 | 1.4539 | 0.549 | 0.90487 | 20 | 0.76304 | 0
[5 empty] | 2022-03-12 | 0.7084 | 0.7084 | 0.549 | 0.1594 | 19.6104 | 0.37179 | 0 | 2.1758 | 2.1758 | 0.549 | 1.6268 | 18.7634 | 1.1419 | 0 | 0 | 0 | 0.549 | -0.549 | 18.902 | 0 | 0 | 1.6987 | 1.6987 | 0.549 | 1.1497 | 20 | 0.89151 | 0 | 0 | 0 | 0.549 | -0.549 | 19.451 | 0 | 0
[5 empty] | 2022-03-13 | 5.1106 | 2.5 | 0.549 | 1.951 | 20 | 1.3121 | 0 | 4.4022 | 2.5 | 0.549 | 1.951 | 20 | 1.3121 | 0 | 2.2479 | 2.2479 | 0.549 | 1.6989 | 20 | 1.1798 | 0 | 2.5807 | 2.5 | 0.549 | 1.951 | 20 | 1.3121 | 0 | 3.7821 | 2.5 | 0.549 | 1.951 | 20 | 1.3121 | 0
[5 empty] | 2022-03-14 | 3.4914 | 2.5 | 0.549 | 1.951 | 20 | 1.3121 | 0 | 0.1518 | 0.1518 | 0.549 | -0.3972 | 19.6028 | 0.07967 | 0 | 4.7498 | 2.5 | 0.549 | 1.951 | 20 | 1.3121 | 0 | 0 | 0 | 0.549 | -0.549 | 19.451 | 0 | 0 | 1.8485 | 1.8485 | 0.549 | 1.2995 | 20 | 0.97016 | 0
[5 empty] | 2022-03-15 | 5.7684 | 2.5 | 0.549 | 1.951 | 20 | 1.3121 | 0 | 0 | 0 | 0.549 | -0.549 | 19.0538 | 0 | 0 | 4.2915 | 2.5 | 0.549 | 1.951 | 20 | 1.3121 | 0 | 0.64086 | 0.64086 | 0.549 | 0.091861 | 19.5429 | 0.33635 | 0 | 4.6603 | 2.5 | 0.549 | 1.951 | 20 | 1.3121 | 0
[5 empty] | 2022-03-16 | 1.3662 | 1.3662 | 0.549 | 0.8172 | 20 | 0.71703 | 0 | 0 | 0 | 0.549 | -0.549 | 18.5048 | 0 | 0 | 0 | 0 | 0.549 | -0.549 | 19.451 | 0 | 0 | 0 | 0 | 0.549 | -0.549 | 18.9939 | 0 | 0 | 0 | 0 | 0.549 | -0.549 | 19.451 | 0 | 0
[5 empty] | 2022-03-17 | 0.1012 | 0.1012 | 0.549 | -0.4478 | 19.5522 | 0.053113 | 0 | 0 | 0 | 0.549 | -0.549 | 17.9558 | 0 | 0 | 0 | 0 | 0.549 | -0.549 | 18.902 | 0 | 0 | 1.9921 | 1.9921 | 0.549 | 1.4431 | 20 | 1.0455 | 0 | 1.233 | 1.233 | 0.549 | 0.68405 | 20 | 0.64715 | 0
[5 empty] | 2022-03-18 | 7.843 | 2.5 | 0.549 | 1.951 | 20 | 1.3121 | 0 | 7.843 | 2.5 | 0.549 | 1.951 | 19.9068 | 1.3121 | 0 | 5.9494 | 2.5 | 0.549 | 1.951 | 20 | 1.3121 | 0 | 8.6108 | 2.5 | 0.549 | 1.951 | 20 | 1.3121 | 0 | 6.8948 | 2.5 | 0.549 | 1.951 | 20 | 1.3121 | 0
[5 empty] | 2022-03-19 | 0.4048 | 0.4048 | 0.549 | -0.1442 | 19.8558 | 0.21245 | 0 | 8.9562 | 2.5 | 0.549 | 1.951 | 20 | 1.3121 | 0 | 0 | 0 | 0.549 | -0.549 | 19.451 | 0 | 0 | 8.629 | 2.5 | 0.549 | 1.951 | 20 | 1.3121 | 0 | 2.1013 | 2.1013 | 0.549 | 1.5523 | 20 | 1.1028 | 0
[5 empty] | 2022-03-20 | 0.4048 | 0.4048 | 0.549 | -0.1442 | 19.7116 | 0.21245 | 0 | 7.2358 | 2.5 | 0.549 | 1.951 | 20 | 1.3121 | 0 | 0 | 0 | 0.549 | -0.549 | 18.902 | 0 | 0 | 6.4056 | 2.5 | 0.549 | 1.951 | 20 | 1.3121 | 0 | 0 | 0 | 0.549 | -0.549 | 19.451 | 0 | 0
[5 empty] | 2022-03-21 | 1.9228 | 1.9228 | 0.549 | 1.3738 | 20 | 1.0092 | 0 | 0 | 0 | 0.549 | -0.549 | 19.451 | 0 | 0 | 0.62061 | 0.62061 | 0.549 | 0.071609 | 18.9736 | 0.32572 | 0 | 0 | 0 | 0.549 | -0.549 | 19.451 | 0 | 0 | 0 | 0 | 0.549 | -0.549 | 18.902 | 0 | 0
[5 empty] | 2022-03-22 | 0.6578 | 0.6578 | 0.549 | 0.1088 | 20 | 0.34524 | 0 | 1.771 | 1.771 | 0.549 | 1.222 | 20 | 0.92949 | 0 | 0 | 0 | 0.549 | -0.549 | 18.4246 | 0 | 0 | 4.4002 | 2.5 | 0.549 | 1.951 | 20 | 1.3121 | 0 | 1.8782 | 1.8782 | 0.549 | 1.3292 | 20 | 0.98576 | 0
[5 empty] | 2022-03-23 | 0 | 0 | 0.549 | -0.549 | 19.451 | 0 | 0 | 2.4288 | 2.4288 | 0.549 | 1.8798 | 20 | 1.2747 | 0 | 0 | 0 | 0.549 | -0.549 | 17.8756 | 0 | 0 | 0 | 0 | 0.549 | -0.549 | 19.451 | 0 | 0 | 0 | 0 | 0.549 | -0.549 | 19.451 | 0 | 0
[5 empty] | 2022-03-24 | 1.012 | 1.012 | 0.549 | 0.463 | 19.914 | 0.53113 | 0 | 4.6046 | 2.5 | 0.549 | 1.951 | 20 | 1.3121 | 0 | 0 | 0 | 0.549 | -0.549 | 17.3266 | 0 | 0 | 2.6019 | 2.5 | 0.549 | 1.951 | 20 | 1.3121 | 0 | 0.16217 | 0.16217 | 0.549 | -0.38683 | 19.0642 | 0.085111 | 0
[5 empty] | 2022-03-25 | 7.843 | 2.5 | 0.549 | 1.951 | 20 | 1.3121 | 0 | 26.4132 | 2.5 | 0.549 | 1.951 | 20 | 1.3121 | 0 | 6.8161 | 2.5 | 0.549 | 1.951 | 19.2776 | 1.3121 | 0 | 22.2525 | 2.5 | 0.549 | 1.951 | 20 | 1.3121 | 0 | 4.5065 | 2.5 | 0.549 | 1.951 | 20 | 1.3121 | 0
[5 empty] | 2022-03-26 | 0.0506 | 0.0506 | 0.549 | -0.4984 | 19.5016 | 0.026557 | 0 | 8.3996 | 2.5 | 0.549 | 1.951 | 20 | 1.3121 | 0 | 1.6329 | 1.6329 | 0.549 | 1.0839 | 20 | 0.85699 | 0 | 10.4105 | 2.5 | 0.549 | 1.951 | 20 | 1.3121 | 0 | 0 | 0 | 0.549 | -0.549 | 19.451 | 0 | 0
[5 empty] | 2022-03-27 | 1.1132 | 1.1132 | 0.549 | 0.5642 | 20 | 0.58425 | 0 | 6.6286 | 2.5 | 0.549 | 1.951 | 20 | 1.3121 | 0 | 1.9785 | 1.9785 | 0.549 | 1.4295 | 20 | 1.0384 | 0 | 4.1583 | 2.5 | 0.549 | 1.951 | 20 | 1.3121 | 0 | 0 | 0 | 0.549 | -0.549 | 18.902 | 0 | 0
[5 empty] | 2022-03-28 | 5.9708 | 2.5 | 0.549 | 1.951 | 20 | 1.3121 | 0 | 17.4064 | 2.5 | 0.549 | 1.951 | 20 | 1.3121 | 0 | 5.8261 | 2.5 | 0.549 | 1.951 | 20 | 1.3121 | 0 | 18.2767 | 2.5 | 0.549 | 1.951 | 20 | 1.3121 | 0 | 8.086 | 2.5 | 0.549 | 1.951 | 20 | 1.3121 | 0
[5 empty] | 2022-03-29 | 10.5248 | 2.5 | 0.549 | 1.951 | 20 | 1.3121 | 0 | 2.53 | 2.5 | 0.549 | 1.951 | 20 | 1.3121 | 0 | 10.4477 | 2.5 | 0.549 | 1.951 | 20 | 1.3121 | 0 | 5.0776 | 2.5 | 0.549 | 1.951 | 20 | 1.3121 | 0 | 11.6801 | 2.5 | 0.549 | 1.951 | 20 | 1.3121 | 0
[5 empty] | 2022-03-30 | 0.759 | 0.759 | 0.549 | 0.21 | 20 | 0.39835 | 0 | 9.5381 | 2.5 | 0.549 | 1.951 | 20 | 1.3121 | 0 | 0 | 0 | 0.549 | -0.549 | 19.451 | 0 | 0 | 4.8971 | 2.5 | 0.549 | 1.951 | 20 | 1.3121 | 0 | 0 | 0 | 0.549 | -0.549 | 19.451 | 0 | 0
[5 empty] | 2022-03-31 | 0 | 0 | 0.549 | -0.549 | 19.451 | 0 | 0 | 2.9348 | 2.5 | 0.549 | 1.951 | 20 | 1.3121 | 0 | 0 | 0 | 0.549 | -0.549 | 18.902 | 0 | 0 | 2.8833 | 2.5 | 0.549 | 1.951 | 20 | 1.3121 | 0 | 0 | 0 | 0.549 | -0.549 | 18.902 | 0 | 0
[5 empty] | 2022-04-01 | 0 | 0 | 0.549 | -0.549 | 18.902 | 0 | 0 | 0 | 0 | 0.549 | -0.549 | 19.451 | 0 | 0 | 0 | 0 | 0.549 | -0.549 | 18.353 | 0 | 0 | 0.75133 | 0.75133 | 0.549 | 0.20233 | 20 | 0.39432 | 0 | 2.5499 | 2.5 | 0.549 | 1.951 | 20 | 1.3121 | 0
[5 empty] | 2022-04-02 | 1.4168 | 1.4168 | 0.549 | 0.8678 | 19.7698 | 0.74359 | 0 | 8.5261 | 2.5 | 0.549 | 1.951 | 20 | 1.3121 | 0 | 3.2755 | 2.5 | 0.549 | 1.951 | 20 | 1.3121 | 0 | 4.4536 | 2.5 | 0.549 | 1.951 | 20 | 1.3121 | 0 | 3.3933 | 2.5 | 0.549 | 1.951 | 20 | 1.3121 | 0
[5 empty] | 2022-04-03 | 5.1612 | 2.5 | 0.549 | 1.951 | 20 | 1.3121 | 0 | 2.277 | 2.277 | 0.549 | 1.728 | 20 | 1.1951 | 0 | 0.59094 | 0.59094 | 0.549 | 0.041945 | 20 | 0.31015 | 0 | 1.7519 | 1.7519 | 0.549 | 1.2029 | 20 | 0.91946 | 0 | 2.9532 | 2.5 | 0.549 | 1.951 | 20 | 1.3121 | 0
[5 empty] | 2022-04-04 | 0.6578 | 0.6578 | 0.549 | 0.1088 | 20 | 0.34524 | 0 | 2.1252 | 2.1252 | 0.549 | 1.5762 | 20 | 1.1154 | 0 | 0 | 0 | 0.549 | -0.549 | 19.451 | 0 | 0 | 3.383 | 2.5 | 0.549 | 1.951 | 20 | 1.3121 | 0 | 0 | 0 | 0.549 | -0.549 | 19.451 | 0 | 0
[5 empty] | 2022-04-05 | 4.0227 | 2.5 | 0.549 | 1.951 | 20 | 1.3121 | 0 | 0.1518 | 0.1518 | 0.549 | -0.3972 | 19.6028 | 0.07967 | 0 | 0 | 0 | 0.549 | -0.549 | 18.902 | 0 | 0 | 0 | 0 | 0.549 | -0.549 | 19.451 | 0 | 0 | 0 | 0 | 0.549 | -0.549 | 18.902 | 0 | 0
[5 empty] | 2022-04-06 | 2.3782 | 2.3782 | 0.549 | 1.8292 | 20 | 1.2482 | 0 | 0 | 0 | 0.549 | -0.549 | 19.0538 | 0 | 0 | 1.5424 | 1.5424 | 0.549 | 0.99341 | 19.8954 | 0.80952 | 0 | 0 | 0 | 0.549 | -0.549 | 18.902 | 0 | 0 | 0 | 0 | 0.549 | -0.549 | 18.353 | 0 | 0
[5 empty] | 2022-04-07 | 3.4408 | 2.5 | 0.549 | 1.951 | 20 | 1.3121 | 0 | 0 | 0 | 0.549 | -0.549 | 18.5048 | 0 | 0 | 4.7374 | 2.5 | 0.549 | 1.951 | 20 | 1.3121 | 0 | 0.38386 | 0.38386 | 0.549 | -0.16514 | 18.7369 | 0.20146 | 0 | 6.9148 | 2.5 | 0.549 | 1.951 | 20 | 1.3121 | 0
[5 empty] | 2022-04-08 | 1.4168 | 1.4168 | 0.549 | 0.8678 | 20 | 0.74359 | 0 | 0 | 0 | 0.549 | -0.549 | 17.9558 | 0 | 0 | 3.1683 | 2.5 | 0.549 | 1.951 | 20 | 1.3121 | 0 | 1.0931 | 1.0931 | 0.549 | 0.54413 | 19.281 | 0.57372 | 0 | 0.15791 | 0.15791 | 0.549 | -0.39109 | 19.6089 | 0.082877 | 0
[5 empty] | 2022-04-09 | 0 | 0 | 0.549 | -0.549 | 19.451 | 0 | 0 | 0.8096 | 0.8096 | 0.549 | 0.2606 | 18.2164 | 0.42491 | 0 | 0 | 0 | 0.549 | -0.549 | 19.451 | 0 | 0 | 0.64547 | 0.64547 | 0.549 | 0.096468 | 19.3775 | 0.33877 | 0 | 0 | 0 | 0.549 | -0.549 | 19.0599 | 0 | 0
[5 empty] | 2022-04-10 | 4.1998 | 2.5 | 0.549 | 1.951 | 20 | 1.3121 | 0 | 10.1706 | 2.5 | 0.549 | 1.951 | 20 | 1.3121 | 0 | 1.7073 | 1.7073 | 0.549 | 1.1583 | 20 | 0.89604 | 0 | 7.6908 | 2.5 | 0.549 | 1.951 | 20 | 1.3121 | 0 | 2.9256 | 2.5 | 0.549 | 1.951 | 20 | 1.3121 | 0
[5 empty] | 2022-04-11 | 0 | 0 | 0.549 | -0.549 | 19.451 | 0 | 0 | 2.3276 | 2.3276 | 0.549 | 1.7786 | 20 | 1.2216 | 0 | 0 | 0 | 0.549 | -0.549 | 19.451 | 0 | 0 | 2.0921 | 2.0921 | 0.549 | 1.5431 | 20 | 1.098 | 0 | 1.5504 | 1.5504 | 0.549 | 1.0014 | 20 | 0.81373 | 0
[5 empty] | 2022-04-12 | 0 | 0 | 0.549 | -0.549 | 18.902 | 0 | 0 | 6.1732 | 2.5 | 0.549 | 1.951 | 20 | 1.3121 | 0 | 0.45774 | 0.45774 | 0.549 | -0.091263 | 19.3597 | 0.24024 | 0 | 8.8165 | 2.5 | 0.549 | 1.951 | 20 | 1.3121 | 0 | 3.0592 | 2.5 | 0.549 | 1.951 | 20 | 1.3121 | 0
[5 empty] | 2022-04-13 | 0 | 0 | 0.549 | -0.549 | 18.353 | 0 | 0 | 4.0986 | 2.5 | 0.549 | 1.951 | 20 | 1.3121 | 0 | 0 | 0 | 0.549 | -0.549 | 18.8107 | 0 | 0 | 0.80718 | 0.80718 | 0.549 | 0.25818 | 20 | 0.42364 | 0 | 0 | 0 | 0.549 | -0.549 | 19.451 | 0 | 0
[5 empty] | 2022-04-14 | 3.7444 | 2.5 | 0.549 | 1.951 | 20 | 1.3121 | 0 | 0.3795 | 0.3795 | 0.549 | -0.1695 | 19.8305 | 0.19918 | 0 | 1.3161 | 1.3161 | 0.549 | 0.76712 | 19.5779 | 0.69075 | 0 | 0.87673 | 0.87673 | 0.549 | 0.32773 | 20 | 0.46014 | 0 | 0 | 0 | 0.549 | -0.549 | 18.902 | 0 | 0
[5 empty] | 2022-04-15 | 5.2624 | 2.5 | 0.549 | 1.951 | 20 | 1.3121 | 0 | 9.4116 | 2.5 | 0.549 | 1.951 | 20 | 1.3121 | 0 | 4.7091 | 2.5 | 0.549 | 1.951 | 20 | 1.3121 | 0 | 4.7639 | 2.5 | 0.549 | 1.951 | 20 | 1.3121 | 0 | 0.88166 | 0.88166 | 0.549 | 0.33266 | 19.2347 | 0.46273 | 0
[5 empty] | 2022-04-16 | 9.4622 | 2.5 | 0.549 | 1.951 | 20 | 1.3121 | 0 | 0.759 | 0.759 | 0.549 | 0.21 | 20 | 0.39835 | 0 | 10.0981 | 2.5 | 0.549 | 1.951 | 20 | 1.3121 | 0 | 2.4711 | 2.4711 | 0.549 | 1.9221 | 20 | 1.2969 | 0 | 12.0238 | 2.5 | 0.549 | 1.951 | 20 | 1.3121 | 0
[5 empty] | 2022-04-17 | 2.4794 | 2.4794 | 0.549 | 1.9304 | 20 | 1.3013 | 0 | 0 | 0 | 0.549 | -0.549 | 19.451 | 0 | 0 | 0 | 0 | 0.549 | -0.549 | 19.451 | 0 | 0 | 0.17762 | 0.17762 | 0.549 | -0.37138 | 19.6286 | 0.09322 | 0 | 0 | 0 | 0.549 | -0.549 | 19.451 | 0 | 0
[5 empty] | 2022-04-18 | 0.4807 | 0.4807 | 0.549 | -0.0683 | 19.9317 | 0.25229 | 0 | 0 | 0 | 0.549 | -0.549 | 18.902 | 0 | 0 | 0 | 0 | 0.549 | -0.549 | 18.902 | 0 | 0 | 0 | 0 | 0.549 | -0.549 | 19.0796 | 0 | 0 | 1.366 | 1.366 | 0.549 | 0.81701 | 20 | 0.71693 | 0
[5 empty] | 2022-04-19 | 5.313 | 2.5 | 0.549 | 1.951 | 20 | 1.3121 | 0 | 0 | 0 | 0.549 | -0.549 | 18.353 | 0 | 0 | 3.7908 | 2.5 | 0.549 | 1.951 | 20 | 1.3121 | 0 | 0.42219 | 0.42219 | 0.549 | -0.12681 | 18.9528 | 0.22158 | 0 | 5.0166 | 2.5 | 0.549 | 1.951 | 20 | 1.3121 | 0
[5 empty] | 2022-04-20 | 7.59 | 2.5 | 0.549 | 1.951 | 20 | 1.3121 | 0 | 0.2783 | 0.2783 | 0.549 | -0.2707 | 18.0823 | 0.14606 | 0 | 8.8826 | 2.5 | 0.549 | 1.951 | 20 | 1.3121 | 0 | 0 | 0 | 0.549 | -0.549 | 18.4038 | 0 | 0 | 4.7382 | 2.5 | 0.549 | 1.951 | 20 | 1.3121 | 0
[5 empty] | 2022-04-21 | 0 | 0 | 0.549 | -0.549 | 19.451 | 0 | 0 | 0.1012 | 0.1012 | 0.549 | -0.4478 | 17.6345 | 0.053113 | 0 | 0 | 0 | 0.549 | -0.549 | 19.451 | 0 | 0 | 0 | 0 | 0.549 | -0.549 | 17.8548 | 0 | 0 | 0.97599 | 0.97599 | 0.549 | 0.42699 | 20 | 0.51224 | 0
[5 empty] | 2022-04-22 | 1.1132 | 1.1132 | 0.549 | 0.5642 | 20 | 0.58425 | 0 | 2.0746 | 2.0746 | 0.549 | 1.5256 | 19.1601 | 1.0888 | 0 | 0.89366 | 0.89366 | 0.549 | 0.34466 | 19.7957 | 0.46903 | 0 | 4.1515 | 2.5 | 0.549 | 1.951 | 19.8058 | 1.3121 | 0 | 3.5696 | 2.5 | 0.549 | 1.951 | 20 | 1.3121 | 0
[5 empty] | 2022-04-23 | 3.2384 | 2.5 | 0.549 | 1.951 | 20 | 1.3121 | 0 | 2.1252 | 2.1252 | 0.549 | 1.5762 | 20 | 1.1154 | 0 | 0.71381 | 0.71381 | 0.549 | 0.16481 | 19.9605 | 0.37463 | 0 | 0 | 0 | 0.549 | -0.549 | 19.2568 | 0 | 0 | 0.21257 | 0.21257 | 0.549 | -0.33643 | 19.6636 | 0.11156 | 0
[5 empty] | 2022-04-24 | 6.578 | 2.5 | 0.549 | 1.951 | 20 | 1.3121 | 0 | 0.4554 | 0.4554 | 0.549 | -0.0936 | 19.9064 | 0.23901 | 0 | 7.8896 | 2.5 | 0.549 | 1.951 | 20 | 1.3121 | 0 | 0 | 0 | 0.549 | -0.549 | 18.7078 | 0 | 0 | 9.8943 | 2.5 | 0.549 | 1.951 | 20 | 1.3121 | 0
[5 empty] | 2022-04-25 | 0.4554 | 0.4554 | 0.549 | -0.0936 | 19.9064 | 0.23901 | 0 | 0 | 0 | 0.549 | -0.549 | 19.3574 | 0 | 0 | 1.5489 | 1.5489 | 0.549 | 0.99985 | 20 | 0.81289 | 0 | 0 | 0 | 0.549 | -0.549 | 18.1588 | 0 | 0 | 4.168 | 2.5 | 0.549 | 1.951 | 20 | 1.3121 | 0
[5 empty] | 2022-04-26 | 8.855 | 2.5 | 0.549 | 1.951 | 20 | 1.3121 | 0 | 1.0626 | 1.0626 | 0.549 | 0.5136 | 19.871 | 0.55769 | 0 | 9.8252 | 2.5 | 0.549 | 1.951 | 20 | 1.3121 | 0 | 3.1311 | 2.5 | 0.549 | 1.951 | 20 | 1.3121 | 0 | 9.724 | 2.5 | 0.549 | 1.951 | 20 | 1.3121 | 0
[5 empty] | 2022-04-27 | 1.8216 | 1.8216 | 0.549 | 1.2726 | 20 | 0.95604 | 0 | 5.6672 | 2.5 | 0.549 | 1.951 | 20 | 1.3121 | 0 | 0 | 0 | 0.549 | -0.549 | 19.451 | 0 | 0 | 4.8673 | 2.5 | 0.549 | 1.951 | 20 | 1.3121 | 0 | 0.62018 | 0.62018 | 0.549 | 0.071178 | 20 | 0.32549 | 0
[5 empty] | 2022-04-28 | 0.2024 | 0.2024 | 0.549 | -0.3466 | 19.6534 | 0.10623 | 0 | 3.8962 | 2.5 | 0.549 | 1.951 | 20 | 1.3121 | 0 | 1.3094 | 1.3094 | 0.549 | 0.76037 | 20 | 0.68721 | 0 | 6.5433 | 2.5 | 0.549 | 1.951 | 20 | 1.3121 | 0 | 1.681 | 1.681 | 0.549 | 1.132 | 20 | 0.88225 | 0
[5 empty] | 2022-04-29 | 0.0253 | 0.0253 | 0.549 | -0.5237 | 19.1297 | 0.013278 | 0 | 6.9828 | 2.5 | 0.549 | 1.951 | 20 | 1.3121 | 0 | 0 | 0 | 0.549 | -0.549 | 19.451 | 0 | 0 | 2.3024 | 2.3024 | 0.549 | 1.7534 | 20 | 1.2084 | 0 | 0 | 0 | 0.549 | -0.549 | 19.451 | 0 | 0
[5 empty] | 2022-04-30 | 0 | 0 | 0.549 | -0.549 | 18.5807 | 0 | 0 | 1.2144 | 1.2144 | 0.549 | 0.6654 | 20 | 0.63736 | 0 | 0 | 0 | 0.549 | -0.549 | 18.902 | 0 | 0 | 2.6898 | 2.5 | 0.549 | 1.951 | 20 | 1.3121 | 0 | 0 | 0 | 0.549 | -0.549 | 18.902 | 0 | 0
[5 empty] | 2022-05-01 | 0 | 0 | 0.549 | -0.549 | 18.0317 | 0 | 0 | 0.2024 | 0.2024 | 0.549 | -0.3466 | 19.6534 | 0.10623 | 0 | 0 | 0 | 0.549 | -0.549 | 18.353 | 0 | 0 | 1.7088 | 1.7088 | 0.549 | 1.1598 | 20 | 0.89682 | 0 | 0.82567 | 0.82567 | 0.549 | 0.27667 | 19.1787 | 0.43334 | 0
[5 empty] | 2022-05-02 | 0.506 | 0.506 | 0.549 | -0.043 | 17.9887 | 0.26557 | 0 | 0 | 0 | 0.549 | -0.549 | 19.1044 | 0 | 0 | 0 | 0 | 0.549 | -0.549 | 17.804 | 0 | 0 | 1.9089 | 1.9089 | 0.549 | 1.3599 | 20 | 1.0019 | 0 | 0 | 0 | 0.549 | -0.549 | 18.6297 | 0 | 0
[5 empty] | 2022-05-03 | 1.1638 | 1.1638 | 0.549 | 0.6148 | 18.6035 | 0.61081 | 0 | 0 | 0 | 0.549 | -0.549 | 18.5554 | 0 | 0 | 0 | 0 | 0.549 | -0.549 | 17.255 | 0 | 0 | 0 | 0 | 0.549 | -0.549 | 19.451 | 0 | 0 | 0 | 0 | 0.549 | -0.549 | 18.0807 | 0 | 0
[5 empty] | 2022-05-04 | 0.9614 | 0.9614 | 0.549 | 0.4124 | 19.0159 | 0.50458 | 0 | 5.0094 | 2.5 | 0.549 | 1.951 | 20 | 1.3121 | 0 | 0 | 0 | 0.549 | -0.549 | 16.706 | 0 | 0 | 5.4662 | 2.5 | 0.549 | 1.951 | 20 | 1.3121 | 0 | 0 | 0 | 0.549 | -0.549 | 17.5317 | 0 | 0
[5 empty] | 2022-05-05 | 0 | 0 | 0.549 | -0.549 | 18.4669 | 0 | 0 | 0.1012 | 0.1012 | 0.549 | -0.4478 | 19.5522 | 0.053113 | 0 | 0 | 0 | 0.549 | -0.549 | 16.157 | 0 | 0 | 0 | 0 | 0.549 | -0.549 | 19.451 | 0 | 0 | 0 | 0 | 0.549 | -0.549 | 16.9827 | 0 | 0
[5 empty] | 2022-05-06 | 0 | 0 | 0.549 | -0.549 | 17.9179 | 0 | 0 | 0 | 0 | 0.549 | -0.549 | 19.0032 | 0 | 0 | 2.4136 | 2.4136 | 0.549 | 1.8646 | 18.0216 | 1.2667 | 0 | 0 | 0 | 0.549 | -0.549 | 18.902 | 0 | 0 | 0 | 0 | 0.549 | -0.549 | 16.4337 | 0 | 0
[5 empty] | 2022-05-07 | 0 | 0 | 0.549 | -0.549 | 17.3689 | 0 | 0 | 0 | 0 | 0.549 | -0.549 | 18.4542 | 0 | 0 | 0 | 0 | 0.549 | -0.549 | 17.4726 | 0 | 0 | 0 | 0 | 0.549 | -0.549 | 18.353 | 0 | 0 | 1.6325 | 1.6325 | 0.549 | 1.0835 | 17.5172 | 0.8568 | 0
[5 empty] | 2022-05-08 | 0 | 0 | 0.549 | -0.549 | 16.8199 | 0 | 0 | 0 | 0 | 0.549 | -0.549 | 17.9052 | 0 | 0 | 1.3497 | 1.3497 | 0.549 | 0.80075 | 18.2733 | 0.7084 | 0 | 0 | 0 | 0.549 | -0.549 | 17.804 | 0 | 0 | 0 | 0 | 0.549 | -0.549 | 16.9682 | 0 | 0
[5 empty] | 2022-05-09 | 0 | 0 | 0.549 | -0.549 | 16.2709 | 0 | 0 | 0 | 0 | 0.549 | -0.549 | 17.3562 | 0 | 0 | 0 | 0 | 0.549 | -0.549 | 17.7243 | 0 | 0 | 0 | 0 | 0.549 | -0.549 | 17.255 | 0 | 0 | 0.12439 | 0.12439 | 0.549 | -0.42461 | 16.5436 | 0.065283 | 0
[5 empty] | 2022-05-10 | 0.0506 | 0.0506 | 0.549 | -0.4984 | 15.7725 | 0.026557 | 0 | 0.1012 | 0.1012 | 0.549 | -0.4478 | 16.9084 | 0.053113 | 0 | 0 | 0 | 0.549 | -0.549 | 17.1753 | 0 | 0 | 2.0129 | 2.0129 | 0.549 | 1.4639 | 18.7189 | 1.0564 | 0 | 0.8635 | 0.8635 | 0.549 | 0.3145 | 16.8581 | 0.4532 | 0
[5 empty] | 2022-05-11 | 0 | 0 | 0.549 | -0.549 | 15.2235 | 0 | 0 | 0 | 0 | 0.549 | -0.549 | 16.3594 | 0 | 0 | 0 | 0 | 0.549 | -0.549 | 16.6263 | 0 | 0 | 0 | 0 | 0.549 | -0.549 | 18.1699 | 0 | 0 | 1.8899 | 1.8899 | 0.549 | 1.3409 | 18.199 | 0.99189 | 0
[5 empty] | 2022-05-12 | 0.0506 | 0.0506 | 0.549 | -0.4984 | 14.7251 | 0.026557 | 0 | 0 | 0 | 0.549 | -0.549 | 15.8104 | 0 | 0 | 0.73223 | 0.73223 | 0.549 | 0.18323 | 16.8096 | 0.3843 | 0 | 0 | 0 | 0.549 | -0.549 | 17.6209 | 0 | 0 | 0 | 0 | 0.549 | -0.549 | 17.65 | 0 | 0
[5 empty] | 2022-05-13 | 0 | 0 | 0.549 | -0.549 | 14.1761 | 0 | 0 | 0 | 0 | 0.549 | -0.549 | 15.2614 | 0 | 0 | 0 | 0 | 0.549 | -0.549 | 16.2606 | 0 | 0 | 0 | 0 | 0.549 | -0.549 | 17.0719 | 0 | 0 | 0 | 0 | 0.549 | -0.549 | 17.101 | 0 | 0
[5 empty] | 2022-05-14 | 0 | 0 | 0.549 | -0.549 | 13.6271 | 0 | 0 | 0 | 0 | 0.549 | -0.549 | 14.7124 | 0 | 0 | 0.82885 | 0.82885 | 0.549 | 0.27985 | 16.5404 | 0.43501 | 0 | 0 | 0 | 0.549 | -0.549 | 16.5229 | 0 | 0 | 0 | 0 | 0.549 | -0.549 | 16.552 | 0 | 0
[5 empty] | 2022-05-15 | 0 | 0 | 0.549 | -0.549 | 13.0781 | 0 | 0 | 0 | 0 | 0.549 | -0.549 | 14.1634 | 0 | 0 | 2.6137 | 2.5 | 0.549 | 1.951 | 18.4914 | 1.3121 | 0 | 0 | 0 | 0.549 | -0.549 | 15.9739 | 0 | 0 | 2.3288 | 2.3288 | 0.549 | 1.7798 | 18.3318 | 1.2222 | 0
[5 empty] | 2022-05-16 | 0.7084 | 0.7084 | 0.549 | 0.1594 | 13.2375 | 0.37179 | 0 | 0.0506 | 0.0506 | 0.549 | -0.4984 | 13.665 | 0.026557 | 0 | 2.1446 | 2.1446 | 0.549 | 1.5956 | 20 | 1.1256 | 0 | 0.7668 | 0.7668 | 0.549 | 0.2178 | 16.1917 | 0.40245 | 0 | 0 | 0 | 0.549 | -0.549 | 17.7828 | 0 | 0
[5 empty] | 2022-05-17 | 0 | 0 | 0.549 | -0.549 | 12.6885 | 0 | 0 | 0 | 0 | 0.549 | -0.549 | 13.116 | 0 | 0 | 0 | 0 | 0.549 | -0.549 | 19.451 | 0 | 0 | 1.7407 | 1.7407 | 0.549 | 1.1917 | 17.3834 | 0.91358 | 0 | 0 | 0 | 0.549 | -0.549 | 17.2338 | 0 | 0
[5 empty] | 2022-05-18 | 0 | 0 | 0.549 | -0.549 | 12.1395 | 0 | 0 | 0 | 0 | 0.549 | -0.549 | 12.567 | 0 | 0 | 0.081219 | 0.081219 | 0.549 | -0.46778 | 18.9832 | 0.042627 | 0 | 0 | 0 | 0.549 | -0.549 | 16.8344 | 0 | 0 | 2.3331 | 2.3331 | 0.549 | 1.7841 | 19.0178 | 1.2245 | 0
[5 empty] | 2022-05-19 | 0 | 0 | 0.549 | -0.549 | 11.5905 | 0 | 0 | 0 | 0 | 0.549 | -0.549 | 12.018 | 0 | 0 | 0.4493 | 0.4493 | 0.549 | -0.099705 | 18.8835 | 0.23581 | 0 | 0 | 0 | 0.549 | -0.549 | 16.2854 | 0 | 0 | 1.3432 | 1.3432 | 0.549 | 0.79418 | 19.812 | 0.70495 | 0
[5 empty] | 2022-05-20 | 0 | 0 | 0.549 | -0.549 | 11.0415 | 0 | 0 | 0 | 0 | 0.549 | -0.549 | 11.469 | 0 | 0 | 0 | 0 | 0.549 | -0.549 | 18.3345 | 0 | 0 | 0 | 0 | 0.549 | -0.549 | 15.7364 | 0 | 0 | 0 | 0 | 0.549 | -0.549 | 19.263 | 0 | 0
[5 empty] | 2022-05-21 | 2.0746 | 2.0746 | 0.549 | 1.5256 | 12.5671 | 1.0888 | 0 | 0 | 0 | 0.549 | -0.549 | 10.92 | 0 | 0 | 0.67117 | 0.67117 | 0.549 | 0.12217 | 18.4567 | 0.35225 | 0 | 0 | 0 | 0.549 | -0.549 | 15.1874 | 0 | 0 | 0.54194 | 0.54194 | 0.549 | -0.0070626 | 19.256 | 0.28443 | 0
[5 empty] | 2022-05-22 | 7.4888 | 2.5 | 0.549 | 1.951 | 14.5181 | 1.3121 | 0 | 0.0506 | 0.0506 | 0.549 | -0.4984 | 10.4216 | 0.026557 | 0 | 3.8362 | 2.5 | 0.549 | 1.951 | 20 | 1.3121 | 0 | 2.1527 | 2.1527 | 0.549 | 1.6037 | 16.7911 | 1.1298 | 0 | 0.63242 | 0.63242 | 0.549 | 0.083424 | 19.3394 | 0.33192 | 0
[5 empty] | 2022-05-23 | 0.2024 | 0.2024 | 0.549 | -0.3466 | 14.1715 | 0.10623 | 0 | 0.0506 | 0.0506 | 0.549 | -0.4984 | 9.9232 | 0.026557 | 0 | 0 | 0 | 0.549 | -0.549 | 19.451 | 0 | 0 | 0 | 0 | 0.549 | -0.549 | 16.2421 | 0 | 0 | 0 | 0 | 0.549 | -0.549 | 18.7904 | 0 | 0
[5 empty] | 2022-05-24 | 1.3156 | 1.3156 | 0.549 | 0.7666 | 14.9381 | 0.69048 | 0 | 0 | 0 | 0.549 | -0.549 | 9.3742 | 0 | 0 | 2.1397 | 2.1397 | 0.549 | 1.5907 | 20 | 1.123 | 0 | 0 | 0 | 0.549 | -0.549 | 15.6931 | 0 | 0 | 2.7379 | 2.5 | 0.549 | 1.951 | 20 | 1.3121 | 0
[5 empty] | 2022-05-25 | 5.9202 | 2.5 | 0.549 | 1.951 | 16.8891 | 1.3121 | 0 | 0 | 0 | 0.549 | -0.549 | 8.8252 | 0 | 0 | 4.8195 | 2.5 | 0.549 | 1.951 | 20 | 1.3121 | 0 | 0 | 0 | 0.549 | -0.549 | 15.1441 | 0 | 0 | 6.4493 | 2.5 | 0.549 | 1.951 | 20 | 1.3121 | 0
[5 empty] | 2022-05-26 | 0 | 0 | 0.549 | -0.549 | 16.3401 | 0 | 0 | 0 | 0 | 0.549 | -0.549 | 8.2762 | 0 | 0 | 0 | 0 | 0.549 | -0.549 | 19.451 | 0 | 0 | 0 | 0 | 0.549 | -0.549 | 14.5951 | 0 | 0 | 1.1015 | 1.1015 | 0.549 | 0.55251 | 20 | 0.57811 | 0
[5 empty] | 2022-05-27 | 1.1132 | 1.1132 | 0.549 | 0.5642 | 16.9043 | 0.58425 | 0 | 0 | 0 | 0.549 | -0.549 | 7.7272 | 0 | 0 | 0 | 0 | 0.549 | -0.549 | 18.902 | 0 | 0 | 0 | 0 | 0.549 | -0.549 | 14.0461 | 0 | 0 | 0 | 0 | 0.549 | -0.549 | 19.451 | 0 | 0
[5 empty] | 2022-05-28 | 0 | 0 | 0.549 | -0.549 | 16.3553 | 0 | 0 | 0 | 0 | 0.549 | -0.549 | 7.1782 | 0 | 0 | 0 | 0 | 0.549 | -0.549 | 18.353 | 0 | 0 | 0.053623 | 0.053623 | 0.549 | -0.49538 | 13.5507 | 0.028143 | 0 | 1.4871 | 1.4871 | 0.549 | 0.93814 | 20 | 0.7805 | 0
[5 empty] | 2022-05-29 | 0 | 0 | 0.549 | -0.549 | 15.8063 | 0 | 0 | 0 | 0 | 0.549 | -0.549 | 6.6292 | 0 | 0 | 0 | 0 | 0.549 | -0.549 | 17.804 | 0 | 0 | 0 | 0 | 0.549 | -0.549 | 13.0017 | 0 | 0 | 0 | 0 | 0.549 | -0.549 | 19.451 | 0 | 0
[5 empty] | 2022-05-30 | 0 | 0 | 0.549 | -0.549 | 15.2573 | 0 | 0 | 0 | 0 | 0.549 | -0.549 | 6.0802 | 0 | 0 | 0.6696 | 0.6696 | 0.549 | 0.1206 | 17.9246 | 0.35143 | 0 | 2.0498 | 2.0498 | 0.549 | 1.5008 | 14.5025 | 1.0758 | 0 | 0 | 0 | 0.549 | -0.549 | 18.902 | 0 | 0
[5 empty] | 2022-05-31 | 0 | 0 | 0.549 | -0.549 | 14.7083 | 0 | 0 | 0 | 0 | 0.549 | -0.549 | 5.5312 | 0 | 0 | 0.074893 | 0.074893 | 0.549 | -0.47411 | 17.4505 | 0.039307 | 0 | 0 | 0 | 0.549 | -0.549 | 13.9535 | 0 | 0 | 1.7066 | 1.7066 | 0.549 | 1.1576 | 20 | 0.89566 | 0
[5 empty] | 2022-06-01 | 0 | 0 | 0.549 | -0.549 | 14.1593 | 0 | 0 | 1.8722 | 1.8722 | 0.549 | 1.3232 | 6.8544 | 0.9826 | 0 | 0 | 0 | 0.549 | -0.549 | 16.9015 | 0 | 0 | 4.5281 | 2.5 | 0.549 | 1.951 | 15.9045 | 1.3121 | 0 | 0.43221 | 0.43221 | 0.549 | -0.11679 | 19.8832 | 0.22684 | 0
[5 empty] | 2022-06-02 | 0 | 0 | 0.549 | -0.549 | 13.6103 | 0 | 0 | 0.7084 | 0.7084 | 0.549 | 0.1594 | 7.0138 | 0.37179 | 0 | 2.3948 | 2.3948 | 0.549 | 1.8458 | 18.7473 | 1.2569 | 0 | 0 | 0 | 0.549 | -0.549 | 15.3555 | 0 | 0 | 0 | 0 | 0.549 | -0.549 | 19.3342 | 0 | 0
[5 empty] | 2022-06-03 | 0 | 0 | 0.549 | -0.549 | 13.0613 | 0 | 0 | 0 | 0 | 0.549 | -0.549 | 6.4648 | 0 | 0 | 0 | 0 | 0.549 | -0.549 | 18.1983 | 0 | 0 | 0 | 0 | 0.549 | -0.549 | 14.8065 | 0 | 0 | 0.41469 | 0.41469 | 0.549 | -0.13431 | 19.1999 | 0.21764 | 0
[5 empty] | 2022-06-04 | 0 | 0 | 0.549 | -0.549 | 12.5123 | 0 | 0 | 0 | 0 | 0.549 | -0.549 | 5.9158 | 0 | 0 | 0 | 0 | 0.549 | -0.549 | 17.6493 | 0 | 0 | 0.43888 | 0.43888 | 0.549 | -0.11012 | 14.6964 | 0.23034 | 0 | 0 | 0 | 0.549 | -0.549 | 18.6509 | 0 | 0
[5 empty] | 2022-06-05 | 0 | 0 | 0.549 | -0.549 | 11.9633 | 0 | 0 | 0 | 0 | 0.549 | -0.549 | 5.3668 | 0 | 0 | 0 | 0 | 0.549 | -0.549 | 17.1003 | 0 | 0 | 0.916 | 0.916 | 0.549 | 0.367 | 15.0634 | 0.48075 | 0 | 1.0365 | 1.0365 | 0.549 | 0.48747 | 19.1384 | 0.54398 | 0
[5 empty] | 2022-06-06 | 0 | 0 | 0.549 | -0.549 | 11.4143 | 0 | 0 | 0 | 0 | 0.549 | -0.549 | 4.8178 | 0 | 0 | 0 | 0 | 0.549 | -0.549 | 16.5513 | 0 | 0 | 0 | 0 | 0.549 | -0.549 | 14.5144 | 0 | 0 | 1.5698 | 1.5698 | 0.549 | 1.0208 | 20 | 0.82391 | 0
[5 empty] | 2022-06-07 | 0 | 0 | 0.549 | -0.549 | 10.8653 | 0 | 0 | 0 | 0 | 0.549 | -0.549 | 4.2688 | 0 | 0 | 0 | 0 | 0.549 | -0.549 | 16.0023 | 0 | 0 | 0.24805 | 0.24805 | 0.549 | -0.30095 | 14.2135 | 0.13019 | 0 | 0 | 0 | 0.549 | -0.549 | 19.451 | 0 | 0
[5 empty] | 2022-06-08 | 0.0506 | 0.0506 | 0.549 | -0.4984 | 10.3669 | 0.026557 | 0 | 0 | 0 | 0.549 | -0.549 | 3.7198 | 0 | 0 | 0 | 0 | 0.549 | -0.549 | 15.4533 | 0 | 0 | 2.0882 | 2.0882 | 0.549 | 1.5392 | 15.7527 | 1.096 | 0 | 0 | 0 | 0.549 | -0.549 | 18.902 | 0 | 0
[5 empty] | 2022-06-09 | 0 | 0 | 0.549 | -0.549 | 9.8179 | 0 | 0 | 0 | 0 | 0.549 | -0.549 | 3.1708 | 0 | 0 | 0.93376 | 0.93376 | 0.549 | 0.38476 | 15.8381 | 0.49007 | 0 | 0 | 0 | 0.549 | -0.549 | 15.2037 | 0 | 0 | 0.45622 | 0.45622 | 0.549 | -0.092781 | 18.8092 | 0.23944 | 0
[5 empty] | 2022-06-10 | 0 | 0 | 0.549 | -0.549 | 9.2689 | 0 | 0 | 0 | 0 | 0.549 | -0.549 | 2.6218 | 0 | 0 | 0.39788 | 0.39788 | 0.549 | -0.15112 | 15.6869 | 0.20882 | 0 | 2.2132 | 2.2132 | 0.549 | 1.6642 | 16.8679 | 1.1616 | 0 | 2.712 | 2.5 | 0.549 | 1.951 | 20 | 1.3121 | 0
[5 empty] | 2022-06-11 | 0 | 0 | 0.549 | -0.549 | 8.7199 | 0 | 0 | 0 | 0 | 0.549 | -0.549 | 2.0728 | 0 | 0 | 0 | 0 | 0.549 | -0.549 | 15.1379 | 0 | 0 | 0 | 0 | 0.549 | -0.549 | 16.3189 | 0 | 0 | 0 | 0 | 0.549 | -0.549 | 19.451 | 0 | 0
[5 empty] | 2022-06-12 | 0 | 0 | 0.549 | -0.549 | 8.1709 | 0 | 0 | 0 | 0 | 0.549 | -0.549 | 1.5238 | 0 | 0 | 0 | 0 | 0.549 | -0.549 | 14.5889 | 0 | 0 | 0 | 0 | 0.549 | -0.549 | 15.7699 | 0 | 0 | 0 | 0 | 0.549 | -0.549 | 18.902 | 0 | 0
[5 empty] | 2022-06-13 | 0 | 0 | 0.549 | -0.549 | 7.6219 | 0 | 0 | 0 | 0 | 0.549 | -0.549 | 0.9748 | 0 | 0 | 0 | 0 | 0.549 | -0.549 | 14.0399 | 0 | 0 | 0.27043 | 0.27043 | 0.549 | -0.27857 | 15.4913 | 0.14193 | 0 | 0 | 0 | 0.549 | -0.549 | 18.353 | 0 | 0
[5 empty] | 2022-06-14 | 0.9108 | 0.9108 | 0.549 | 0.3618 | 7.9837 | 0.47802 | 0 | 0 | 0 | 0.549 | -0.549 | 0.4258 | 0 | 0 | 1.6414 | 1.6414 | 0.549 | 1.0924 | 15.1324 | 0.86148 | 0 | 0 | 0 | 0.549 | -0.549 | 14.9423 | 0 | 0 | 4.0601 | 2.5 | 0.549 | 1.951 | 20 | 1.3121 | 0
[5 empty] | 2022-06-15 | 0 | 0 | 0.549 | -0.549 | 7.4347 | 0 | 0 | 0 | 0 | 0.549 | -0.549 | 0 | 0 | 1 | 0 | 0 | 0.549 | -0.549 | 14.5834 | 0 | 0 | 2.2251 | 2.2251 | 0.549 | 1.6761 | 16.6184 | 1.1678 | 0 | 2.1713 | 2.1713 | 0.549 | 1.6223 | 20 | 1.1396 | 0
[5 empty] | 2022-06-16 | 0 | 0 | 0.549 | -0.549 | 6.8857 | 0 | 0 | 0 | 0 | 0.549 | -0.549 | 0 | 0 | 1 | 0 | 0 | 0.549 | -0.549 | 14.0344 | 0 | 0 | 0.36217 | 0.36217 | 0.549 | -0.18683 | 16.4316 | 0.19008 | 0 | 0 | 0 | 0.549 | -0.549 | 19.451 | 0 | 0
[5 empty] | 2022-06-17 | 0 | 0 | 0.549 | -0.549 | 6.3367 | 0 | 0 | 0 | 0 | 0.549 | -0.549 | 0 | 0 | 1 | 1.2188 | 1.2188 | 0.549 | 0.66982 | 14.7042 | 0.63968 | 0 | 0 | 0 | 0.549 | -0.549 | 15.8826 | 0 | 0 | 0 | 0 | 0.549 | -0.549 | 18.902 | 0 | 0
[5 empty] | 2022-06-18 | 0.4048 | 0.4048 | 0.549 | -0.1442 | 6.1925 | 0.21245 | 0 | 1.771 | 1.771 | 0.549 | 1.222 | 1.771 | 0.92949 | 1 | 2.7304 | 2.5 | 0.549 | 1.951 | 16.6552 | 1.3121 | 0 | 0 | 0 | 0.549 | -0.549 | 15.3336 | 0 | 0 | 0 | 0 | 0.549 | -0.549 | 18.353 | 0 | 0
[5 empty] | 2022-06-19 | 5.2624 | 2.5 | 0.549 | 1.951 | 8.1435 | 1.3121 | 0 | 0 | 0 | 0.549 | -0.549 | 1.222 | 0 | 0 | 7.5893 | 2.5 | 0.549 | 1.951 | 18.6062 | 1.3121 | 0 | 0 | 0 | 0.549 | -0.549 | 14.7846 | 0 | 0 | 9.8926 | 2.5 | 0.549 | 1.951 | 20 | 1.3121 | 0
[5 empty] | 2022-06-20 | 0.8096 | 0.8096 | 0.549 | 0.2606 | 8.4041 | 0.42491 | 0 | 0 | 0 | 0.549 | -0.549 | 0.673 | 0 | 0 | 0 | 0 | 0.549 | -0.549 | 18.0572 | 0 | 0 | 0 | 0 | 0.549 | -0.549 | 14.2356 | 0 | 0 | 2.1876 | 2.1876 | 0.549 | 1.6386 | 20 | 1.1482 | 0
[5 empty] | 2022-06-21 | 0.3036 | 0.3036 | 0.549 | -0.2454 | 8.1587 | 0.15934 | 0 | 0 | 0 | 0.549 | -0.549 | 0.124 | 0 | 0 | 0 | 0 | 0.549 | -0.549 | 17.5082 | 0 | 0 | 0 | 0 | 0.549 | -0.549 | 13.6866 | 0 | 0 | 0 | 0 | 0.549 | -0.549 | 19.451 | 0 | 0
[5 empty] | 2022-06-22 | 0 | 0 | 0.549 | -0.549 | 7.6097 | 0 | 0 | 0 | 0 | 0.549 | -0.549 | 0 | 0 | 1 | 0 | 0 | 0.549 | -0.549 | 16.9592 | 0 | 0 | 0 | 0 | 0.549 | -0.549 | 13.1376 | 0 | 0 | 0 | 0 | 0.549 | -0.549 | 18.902 | 0 | 0
[5 empty] | 2022-06-23 | 3.8962 | 2.5 | 0.549 | 1.951 | 9.5607 | 1.3121 | 0 | 0.3542 | 0.3542 | 0.549 | -0.1948 | 0.3542 | 0.1859 | 1 | 0 | 0 | 0.549 | -0.549 | 16.4102 | 0 | 0 | 1.0622 | 1.0622 | 0.549 | 0.51318 | 13.6508 | 0.55747 | 0 | 0.99433 | 0.99433 | 0.549 | 0.44533 | 19.3473 | 0.52186 | 0
[5 empty] | 2022-06-24 | 0.3036 | 0.3036 | 0.549 | -0.2454 | 9.3153 | 0.15934 | 0 | 3.3902 | 2.5 | 0.549 | 1.951 | 2.5 | 1.3121 | 1 | 1.4387 | 1.4387 | 0.549 | 0.88965 | 17.2998 | 0.75506 | 0 | 4.3588 | 2.5 | 0.549 | 1.951 | 15.6018 | 1.3121 | 0 | 4.0363 | 2.5 | 0.549 | 1.951 | 20 | 1.3121 | 0
[5 empty] | 2022-06-25 | 0 | 0 | 0.549 | -0.549 | 8.7663 | 0 | 0 | 1.012 | 1.012 | 0.549 | 0.463 | 2.963 | 0.53113 | 0 | 0.69371 | 0.69371 | 0.549 | 0.14471 | 17.4445 | 0.36408 | 0 | 0 | 0 | 0.549 | -0.549 | 15.0528 | 0 | 0 | 0 | 0 | 0.549 | -0.549 | 19.451 | 0 | 0
[5 empty] | 2022-06-26 | 1.4674 | 1.4674 | 0.549 | 0.9184 | 9.6847 | 0.77015 | 0 | 0 | 0 | 0.549 | -0.549 | 2.414 | 0 | 0 | 2.9217 | 2.5 | 0.549 | 1.951 | 19.3955 | 1.3121 | 0 | 0 | 0 | 0.549 | -0.549 | 14.5038 | 0 | 0 | 2.4524 | 2.4524 | 0.549 | 1.9034 | 20 | 1.2871 | 0
[5 empty] | 2022-06-27 | 5.1612 | 2.5 | 0.549 | 1.951 | 11.6357 | 1.3121 | 0 | 0 | 0 | 0.549 | -0.549 | 1.865 | 0 | 0 | 7.6222 | 2.5 | 0.549 | 1.951 | 20 | 1.3121 | 0 | 0 | 0 | 0.549 | -0.549 | 13.9548 | 0 | 0 | 3.0358 | 2.5 | 0.549 | 1.951 | 20 | 1.3121 | 0
[5 empty] | 2022-06-28 | 5.1612 | 2.5 | 0.549 | 1.951 | 13.5867 | 1.3121 | 0 | 0 | 0 | 0.549 | -0.549 | 1.316 | 0 | 0 | 0.76635 | 0.76635 | 0.549 | 0.21735 | 20 | 0.40221 | 0 | 0 | 0 | 0.549 | -0.549 | 13.4058 | 0 | 0 | 0 | 0 | 0.549 | -0.549 | 19.451 | 0 | 0
[5 empty] | 2022-06-29 | 0.1518 | 0.1518 | 0.549 | -0.3972 | 13.1895 | 0.07967 | 0 | 0 | 0 | 0.549 | -0.549 | 0.767 | 0 | 0 | 0 | 0 | 0.549 | -0.549 | 19.451 | 0 | 0 | 1.5982 | 1.5982 | 0.549 | 1.0492 | 14.4549 | 0.83878 | 0 | 2.1713 | 2.1713 | 0.549 | 1.6223 | 20 | 1.1396 | 0
[5 empty] | 2022-06-30 | 0 | 0 | 0.549 | -0.549 | 12.6405 | 0 | 0 | 0 | 0 | 0.549 | -0.549 | 0.218 | 0 | 0 | 0 | 0 | 0.549 | -0.549 | 18.902 | 0 | 0 | 0 | 0 | 0.549 | -0.549 | 13.9059 | 0 | 0 | 0 | 0 | 0.549 | -0.549 | 19.451 | 0 | 0
[5 empty] | 2022-07-01 | 0 | 0 | 0.549 | -0.549 | 12.0915 | 0 | 0 | 0 | 0 | 0.549 | -0.549 | 0 | 0 | 1 | 0 | 0 | 0.549 | -0.549 | 18.353 | 0 | 0 | 0 | 0 | 0.549 | -0.549 | 13.3569 | 0 | 0 | 0 | 0 | 0.549 | -0.549 | 18.902 | 0 | 0
[5 empty] | 2022-07-02 | 0.4554 | 0.4554 | 0.549 | -0.0936 | 11.9979 | 0.23901 | 0 | 0 | 0 | 0.549 | -0.549 | 0 | 0 | 1 | 0 | 0 | 0.549 | -0.549 | 17.804 | 0 | 0 | 0 | 0 | 0.549 | -0.549 | 12.8079 | 0 | 0 | 0 | 0 | 0.549 | -0.549 | 18.353 | 0 | 0
[5 empty] | 2022-07-03 | 1.5686 | 1.5686 | 0.549 | 1.0196 | 13.0175 | 0.82326 | 0 | 0 | 0 | 0.549 | -0.549 | 0 | 0 | 1 | 0 | 0 | 0.549 | -0.549 | 17.255 | 0 | 0 | 0 | 0 | 0.549 | -0.549 | 12.2589 | 0 | 0 | 0 | 0 | 0.549 | -0.549 | 17.804 | 0 | 0
[5 empty] | 2022-07-04 | 2.3782 | 2.3782 | 0.549 | 1.8292 | 14.8467 | 1.2482 | 0 | 0 | 0 | 0.549 | -0.549 | 0 | 0 | 1 | 0 | 0 | 0.549 | -0.549 | 16.706 | 0 | 0 | 0 | 0 | 0.549 | -0.549 | 11.7099 | 0 | 0 | 2.6617 | 2.5 | 0.549 | 1.951 | 19.755 | 1.3121 | 0
[5 empty] | 2022-07-05 | 6.7298 | 2.5 | 0.549 | 1.951 | 16.7977 | 1.3121 | 0 | 0 | 0 | 0.549 | -0.549 | 0 | 0 | 1 | 9.1826 | 2.5 | 0.549 | 1.951 | 18.657 | 1.3121 | 0 | 1.0661 | 1.0661 | 0.549 | 0.51711 | 12.227 | 0.55954 | 0 | 6.9729 | 2.5 | 0.549 | 1.951 | 20 | 1.3121 | 0
[5 empty] | 2022-07-06 | 3.4408 | 2.5 | 0.549 | 1.951 | 18.7487 | 1.3121 | 0 | 0 | 0 | 0.549 | -0.549 | 0 | 0 | 1 | 4.8614 | 2.5 | 0.549 | 1.951 | 20 | 1.3121 | 0 | 1.1561 | 1.1561 | 0.549 | 0.60713 | 12.8342 | 0.60678 | 0 | 1.8649 | 1.8649 | 0.549 | 1.3159 | 20 | 0.97878 | 0
[5 empty] | 2022-07-07 | 0 | 0 | 0.549 | -0.549 | 18.1997 | 0 | 0 | 0.0506 | 0.0506 | 0.549 | -0.4984 | 0.0506 | 0.026557 | 1 | 0 | 0 | 0.549 | -0.549 | 19.451 | 0 | 0 | 0 | 0 | 0.549 | -0.549 | 12.2852 | 0 | 0 | 0.62923 | 0.62923 | 0.549 | 0.08023 | 20 | 0.33024 | 0
[5 empty] | 2022-07-08 | 0 | 0 | 0.549 | -0.549 | 17.6507 | 0 | 0 | 0 | 0 | 0.549 | -0.549 | 0 | 0 | 1 | 0 | 0 | 0.549 | -0.549 | 18.902 | 0 | 0 | 0 | 0 | 0.549 | -0.549 | 11.7362 | 0 | 0 | 0 | 0 | 0.549 | -0.549 | 19.451 | 0 | 0
[5 empty] | 2022-07-09 | 0 | 0 | 0.549 | -0.549 | 17.1017 | 0 | 0 | 0.253 | 0.253 | 0.549 | -0.296 | 0.253 | 0.13278 | 1 | 0 | 0 | 0.549 | -0.549 | 18.353 | 0 | 0 | 0.7579 | 0.7579 | 0.549 | 0.2089 | 11.9451 | 0.39777 | 0 | 1.2904 | 1.2904 | 0.549 | 0.74142 | 20 | 0.67726 | 0
[5 empty] | 2022-07-10 | 0 | 0 | 0.549 | -0.549 | 16.5527 | 0 | 0 | 0.3036 | 0.3036 | 0.549 | -0.2454 | 0.3036 | 0.15934 | 1 | 1.5727 | 1.5727 | 0.549 | 1.0237 | 19.3767 | 0.82543 | 0 | 0 | 0 | 0.549 | -0.549 | 11.3961 | 0 | 0 | 0.5343 | 0.5343 | 0.549 | -0.014696 | 19.9853 | 0.28042 | 0
[5 empty] | 2022-07-11 | 0 | 0 | 0.549 | -0.549 | 16.0037 | 0 | 0 | 0.6072 | 0.6072 | 0.549 | 0.0582 | 0.6072 | 0.31868 | 1 | 0 | 0 | 0.549 | -0.549 | 18.8277 | 0 | 0 | 0 | 0 | 0.549 | -0.549 | 10.8471 | 0 | 0 | 0 | 0 | 0.549 | -0.549 | 19.4363 | 0 | 0
[5 empty] | 2022-07-12 | 0 | 0 | 0.549 | -0.549 | 15.4547 | 0 | 0 | 1.012 | 1.012 | 0.549 | 0.463 | 1.0702 | 0.53113 | 0 | 0 | 0 | 0.549 | -0.549 | 18.2787 | 0 | 0 | 0 | 0 | 0.549 | -0.549 | 10.2981 | 0 | 0 | 0.83909 | 0.83909 | 0.549 | 0.29009 | 19.7264 | 0.44039 | 0
[5 empty] | 2022-07-13 | 0 | 0 | 0.549 | -0.549 | 14.9057 | 0 | 0 | 0 | 0 | 0.549 | -0.549 | 0.5212 | 0 | 0 | 0 | 0 | 0.549 | -0.549 | 17.7297 | 0 | 0 | 0 | 0 | 0.549 | -0.549 | 9.7491 | 0 | 0 | 0 | 0 | 0.549 | -0.549 | 19.1774 | 0 | 0
[5 empty] | 2022-07-14 | 0 | 0 | 0.549 | -0.549 | 14.3567 | 0 | 0 | 0 | 0 | 0.549 | -0.549 | 0 | 0 | 1 | 0 | 0 | 0.549 | -0.549 | 17.1807 | 0 | 0 | 1.2751 | 1.2751 | 0.549 | 0.72607 | 10.4751 | 0.66921 | 0 | 1.122 | 1.122 | 0.549 | 0.57299 | 19.7504 | 0.58886 | 0
[5 empty] | 2022-07-15 | 0 | 0 | 0.549 | -0.549 | 13.8077 | 0 | 0 | 0 | 0 | 0.549 | -0.549 | 0 | 0 | 1 | 0 | 0 | 0.549 | -0.549 | 16.6317 | 0 | 0 | 0 | 0 | 0.549 | -0.549 | 9.9261 | 0 | 0 | 0.090294 | 0.090294 | 0.549 | -0.45871 | 19.2917 | 0.04739 | 0
[5 empty] | 2022-07-16 | 0 | 0 | 0.549 | -0.549 | 13.2587 | 0 | 0 | 0 | 0 | 0.549 | -0.549 | 0 | 0 | 1 | 2.3773 | 2.3773 | 0.549 | 1.8283 | 18.46 | 1.2477 | 0 | 0 | 0 | 0.549 | -0.549 | 9.3771 | 0 | 0 | 0 | 0 | 0.549 | -0.549 | 18.7427 | 0 | 0
[5 empty] | 2022-07-17 | 0 | 0 | 0.549 | -0.549 | 12.7097 | 0 | 0 | 0 | 0 | 0.549 | -0.549 | 0 | 0 | 1 | 1.1179 | 1.1179 | 0.549 | 0.56887 | 19.0289 | 0.5867 | 0 | 0 | 0 | 0.549 | -0.549 | 8.8281 | 0 | 0 | 0 | 0 | 0.549 | -0.549 | 18.1937 | 0 | 0
[5 empty] | 2022-07-18 | 9.361 | 2.5 | 0.549 | 1.951 | 14.6607 | 1.3121 | 0 | 0 | 0 | 0.549 | -0.549 | 0 | 0 | 1 | 9.424 | 2.5 | 0.549 | 1.951 | 20 | 1.3121 | 0 | 0 | 0 | 0.549 | -0.549 | 8.2791 | 0 | 0 | 12.1081 | 2.5 | 0.549 | 1.951 | 20 | 1.3121 | 0
[5 empty] | 2022-07-19 | 0.4554 | 0.4554 | 0.549 | -0.0936 | 14.5671 | 0.23901 | 0 | 0 | 0 | 0.549 | -0.549 | 0 | 0 | 1 | 0 | 0 | 0.549 | -0.549 | 19.451 | 0 | 0 | 1.396 | 1.396 | 0.549 | 0.84703 | 9.1262 | 0.73269 | 0 | 1.5554 | 1.5554 | 0.549 | 1.0064 | 20 | 0.81635 | 0
[5 empty] | 2022-07-20 | 0 | 0 | 0.549 | -0.549 | 14.0181 | 0 | 0 | 0.1518 | 0.1518 | 0.549 | -0.3972 | 0.1518 | 0.07967 | 1 | 0 | 0 | 0.549 | -0.549 | 18.902 | 0 | 0 | 0 | 0 | 0.549 | -0.549 | 8.5772 | 0 | 0 | 2.2345 | 2.2345 | 0.549 | 1.6855 | 20 | 1.1728 | 0
[5 empty] | 2022-07-21 | 0 | 0 | 0.549 | -0.549 | 13.4691 | 0 | 0 | 0 | 0 | 0.549 | -0.549 | 0 | 0 | 1 | 0 | 0 | 0.549 | -0.549 | 18.353 | 0 | 0 | 0 | 0 | 0.549 | -0.549 | 8.0282 | 0 | 0 | 1.1597 | 1.1597 | 0.549 | 0.61066 | 20 | 0.60863 | 0
[5 empty] | 2022-07-22 | 2.024 | 2.024 | 0.549 | 1.475 | 14.9441 | 1.0623 | 0 | 0 | 0 | 0.549 | -0.549 | 0 | 0 | 1 | 3.1547 | 2.5 | 0.549 | 1.951 | 20 | 1.3121 | 0 | 0 | 0 | 0.549 | -0.549 | 7.4792 | 0 | 0 | 3.2117 | 2.5 | 0.549 | 1.951 | 20 | 1.3121 | 0
[5 empty] | 2022-07-23 | 4.6046 | 2.5 | 0.549 | 1.951 | 16.8951 | 1.3121 | 0 | 2.1252 | 2.1252 | 0.549 | 1.5762 | 2.1252 | 1.1154 | 1 | 6.1558 | 2.5 | 0.549 | 1.951 | 20 | 1.3121 | 0 | 0 | 0 | 0.549 | -0.549 | 6.9302 | 0 | 0 | 4.8119 | 2.5 | 0.549 | 1.951 | 20 | 1.3121 | 0
[5 empty] | 2022-07-24 | 0.1518 | 0.1518 | 0.549 | -0.3972 | 16.4979 | 0.07967 | 0 | 1.012 | 1.012 | 0.549 | 0.463 | 2.5882 | 0.53113 | 0 | 0 | 0 | 0.549 | -0.549 | 19.451 | 0 | 0 | 0.07965 | 0.07965 | 0.549 | -0.46935 | 6.4608 | 0.041803 | 0 | 0.62656 | 0.62656 | 0.549 | 0.077555 | 20 | 0.32884 | 0
[5 empty] | 2022-07-25 | 0 | 0 | 0.549 | -0.549 | 15.9489 | 0 | 0 | 1.0626 | 1.0626 | 0.549 | 0.5136 | 3.1018 | 0.55769 | 0 | 0 | 0 | 0.549 | -0.549 | 18.902 | 0 | 0 | 0 | 0 | 0.549 | -0.549 | 5.9118 | 0 | 0 | 0 | 0 | 0.549 | -0.549 | 19.451 | 0 | 0
[5 empty] | 2022-07-26 | 0 | 0 | 0.549 | -0.549 | 15.3999 | 0 | 0 | 0 | 0 | 0.549 | -0.549 | 2.5528 | 0 | 0 | 0 | 0 | 0.549 | -0.549 | 18.353 | 0 | 0 | 0 | 0 | 0.549 | -0.549 | 5.3628 | 0 | 0 | 0 | 0 | 0.549 | -0.549 | 18.902 | 0 | 0
[5 empty] | 2022-07-27 | 0 | 0 | 0.549 | -0.549 | 14.8509 | 0 | 0 | 0 | 0 | 0.549 | -0.549 | 2.0038 | 0 | 0 | 0 | 0 | 0.549 | -0.549 | 17.804 | 0 | 0 | 0 | 0 | 0.549 | -0.549 | 4.8138 | 0 | 0 | 0 | 0 | 0.549 | -0.549 | 18.353 | 0 | 0
[5 empty] | 2022-07-28 | 0 | 0 | 0.549 | -0.549 | 14.3019 | 0 | 0 | 0 | 0 | 0.549 | -0.549 | 1.4548 | 0 | 0 | 0 | 0 | 0.549 | -0.549 | 17.255 | 0 | 0 | 0 | 0 | 0.549 | -0.549 | 4.2648 | 0 | 0 | 0.53031 | 0.53031 | 0.549 | -0.018689 | 18.3343 | 0.27833 | 0
[5 empty] | 2022-07-29 | 0 | 0 | 0.549 | -0.549 | 13.7529 | 0 | 0 | 0 | 0 | 0.549 | -0.549 | 0.9058 | 0 | 0 | 0 | 0 | 0.549 | -0.549 | 16.706 | 0 | 0 | 0 | 0 | 0.549 | -0.549 | 3.7158 | 0 | 0 | 1.6586 | 1.6586 | 0.549 | 1.1096 | 19.4439 | 0.87049 | 0
[5 empty] | 2022-07-30 | 0 | 0 | 0.549 | -0.549 | 13.2039 | 0 | 0 | 0 | 0 | 0.549 | -0.549 | 0.3568 | 0 | 0 | 1.6962 | 1.6962 | 0.549 | 1.1472 | 17.8532 | 0.89023 | 0 | 0 | 0 | 0.549 | -0.549 | 3.1668 | 0 | 0 | 0 | 0 | 0.549 | -0.549 | 18.8949 | 0 | 0
[5 empty] | 2022-07-31 | 0 | 0 | 0.549 | -0.549 | 12.6549 | 0 | 0 | 0 | 0 | 0.549 | -0.549 | 0 | 0 | 1 | 0.23278 | 0.23278 | 0.549 | -0.31622 | 17.537 | 0.12217 | 0 | 0 | 0 | 0.549 | -0.549 | 2.6178 | 0 | 0 | 0 | 0 | 0.549 | -0.549 | 18.3459 | 0 | 0
[5 empty] | 2022-08-01 | 0 | 0 | 0.549 | -0.549 | 12.1059 | 0 | 0 | 0 | 0 | 0.549 | -0.549 | 0 | 0 | 1 | 0 | 0 | 0.549 | -0.549 | 16.988 | 0 | 0 | 0 | 0 | 0.549 | -0.549 | 2.0688 | 0 | 0 | 1.9265 | 1.9265 | 0.549 | 1.3775 | 19.7234 | 1.0111 | 0
[5 empty] | 2022-08-02 | 0 | 0 | 0.549 | -0.549 | 11.5569 | 0 | 0 | 0 | 0 | 0.549 | -0.549 | 0 | 0 | 1 | 0 | 0 | 0.549 | -0.549 | 16.439 | 0 | 0 | 2.3329 | 2.3329 | 0.549 | 1.7839 | 3.8527 | 1.2244 | 0 | 0 | 0 | 0.549 | -0.549 | 19.1744 | 0 | 0
[5 empty] | 2022-08-03 | 0 | 0 | 0.549 | -0.549 | 11.0079 | 0 | 0 | 0 | 0 | 0.549 | -0.549 | 0 | 0 | 1 | 1.8233 | 1.8233 | 0.549 | 1.2743 | 17.7133 | 0.95695 | 0 | 0 | 0 | 0.549 | -0.549 | 3.3037 | 0 | 0 | 2.9672 | 2.5 | 0.549 | 1.951 | 20 | 1.3121 | 0
[5 empty] | 2022-08-04 | 0 | 0 | 0.549 | -0.549 | 10.4589 | 0 | 0 | 0 | 0 | 0.549 | -0.549 | 0 | 0 | 1 | 0 | 0 | 0.549 | -0.549 | 17.1643 | 0 | 0 | 0 | 0 | 0.549 | -0.549 | 2.7547 | 0 | 0 | 0 | 0 | 0.549 | -0.549 | 19.451 | 0 | 0
[5 empty] | 2022-08-05 | 0 | 0 | 0.549 | -0.549 | 9.9099 | 0 | 0 | 0 | 0 | 0.549 | -0.549 | 0 | 0 | 1 | 0 | 0 | 0.549 | -0.549 | 16.6153 | 0 | 0 | 0 | 0 | 0.549 | -0.549 | 2.2057 | 0 | 0 | 0 | 0 | 0.549 | -0.549 | 18.902 | 0 | 0
[5 empty] | 2022-08-06 | 0 | 0 | 0.549 | -0.549 | 9.3609 | 0 | 0 | 0.8096 | 0.8096 | 0.549 | 0.2606 | 0.8096 | 0.42491 | 1 | 0 | 0 | 0.549 | -0.549 | 16.0663 | 0 | 0 | 0 | 0 | 0.549 | -0.549 | 1.6567 | 0 | 0 | 0 | 0 | 0.549 | -0.549 | 18.353 | 0 | 0
[5 empty] | 2022-08-07 | 0 | 0 | 0.549 | -0.549 | 8.8119 | 0 | 0 | 3.6938 | 2.5 | 0.549 | 1.951 | 2.7606 | 1.3121 | 0 | 0 | 0 | 0.549 | -0.549 | 15.5173 | 0 | 0 | 5.8035 | 2.5 | 0.549 | 1.951 | 3.6077 | 1.3121 | 0 | 0 | 0 | 0.549 | -0.549 | 17.804 | 0 | 0
[5 empty] | 2022-08-08 | 0 | 0 | 0.549 | -0.549 | 8.2629 | 0 | 0 | 6.1732 | 2.5 | 0.549 | 1.951 | 4.7116 | 1.3121 | 0 | 1.3805 | 1.3805 | 0.549 | 0.83153 | 16.3488 | 0.72455 | 0 | 6.4247 | 2.5 | 0.549 | 1.951 | 5.5587 | 1.3121 | 0 | 0 | 0 | 0.549 | -0.549 | 17.255 | 0 | 0
[5 empty] | 2022-08-09 | 0 | 0 | 0.549 | -0.549 | 7.7139 | 0 | 0 | 0.4554 | 0.4554 | 0.549 | -0.0936 | 4.618 | 0.23901 | 0 | 0 | 0 | 0.549 | -0.549 | 15.7998 | 0 | 0 | 0 | 0 | 0.549 | -0.549 | 5.0097 | 0 | 0 | 0 | 0 | 0.549 | -0.549 | 16.706 | 0 | 0
[5 empty] | 2022-08-10 | 0 | 0 | 0.549 | -0.549 | 7.1649 | 0 | 0 | 0 | 0 | 0.549 | -0.549 | 4.069 | 0 | 0 | 2.1961 | 2.1961 | 0.549 | 1.6471 | 17.4469 | 1.1526 | 0 | 1.4683 | 1.4683 | 0.549 | 0.91926 | 5.929 | 0.7706 | 0 | 3.7047 | 2.5 | 0.549 | 1.951 | 18.657 | 1.3121 | 0
[5 empty] | 2022-08-11 | 0 | 0 | 0.549 | -0.549 | 6.6159 | 0 | 0 | 0 | 0 | 0.549 | -0.549 | 3.52 | 0 | 0 | 0 | 0 | 0.549 | -0.549 | 16.8979 | 0 | 0 | 0 | 0 | 0.549 | -0.549 | 5.38 | 0 | 0 | 1.0622 | 1.0622 | 0.549 | 0.51321 | 19.1702 | 0.55749 | 0
[5 empty] | 2022-08-12 | 0 | 0 | 0.549 | -0.549 | 6.0669 | 0 | 0 | 0 | 0 | 0.549 | -0.549 | 2.971 | 0 | 0 | 0.51779 | 0.51779 | 0.549 | -0.031209 | 16.8667 | 0.27176 | 0 | 2.237 | 2.237 | 0.549 | 1.688 | 7.068 | 1.1741 | 0 | 2.6569 | 2.5 | 0.549 | 1.951 | 20 | 1.3121 | 0
[5 empty] | 2022-08-13 | 0 | 0 | 0.549 | -0.549 | 5.5179 | 0 | 0 | 0 | 0 | 0.549 | -0.549 | 2.422 | 0 | 0 | 0 | 0 | 0.549 | -0.549 | 16.3177 | 0 | 0 | 0.58643 | 0.58643 | 0.549 | 0.037428 | 7.1054 | 0.30778 | 0 | 0 | 0 | 0.549 | -0.549 | 19.451 | 0 | 0
[5 empty] | 2022-08-14 | 0 | 0 | 0.549 | -0.549 | 4.9689 | 0 | 0 | 0 | 0 | 0.549 | -0.549 | 1.873 | 0 | 0 | 0.17602 | 0.17602 | 0.549 | -0.37298 | 15.9447 | 0.092384 | 0 | 0 | 0 | 0.549 | -0.549 | 6.5564 | 0 | 0 | 0.83334 | 0.83334 | 0.549 | 0.28434 | 19.7353 | 0.43737 | 0
[5 empty] | 2022-08-15 | 0 | 0 | 0.549 | -0.549 | 4.4199 | 0 | 0 | 0 | 0 | 0.549 | -0.549 | 1.324 | 0 | 0 | 0 | 0 | 0.549 | -0.549 | 15.3957 | 0 | 0 | 0 | 0 | 0.549 | -0.549 | 6.0074 | 0 | 0 | 0 | 0 | 0.549 | -0.549 | 19.1863 | 0 | 0
[5 empty] | 2022-08-16 | 0 | 0 | 0.549 | -0.549 | 3.8709 | 0 | 0 | 0 | 0 | 0.549 | -0.549 | 0.775 | 0 | 0 | 0 | 0 | 0.549 | -0.549 | 14.8467 | 0 | 0 | 0 | 0 | 0.549 | -0.549 | 5.4584 | 0 | 0 | 0.79165 | 0.79165 | 0.549 | 0.24265 | 19.429 | 0.41549 | 0
[5 empty] | 2022-08-17 | 0 | 0 | 0.549 | -0.549 | 3.3219 | 0 | 0 | 0 | 0 | 0.549 | -0.549 | 0.226 | 0 | 0 | 0 | 0 | 0.549 | -0.549 | 14.2977 | 0 | 0 | 1.819 | 1.819 | 0.549 | 1.27 | 6.7284 | 0.9547 | 0 | 1.2554 | 1.2554 | 0.549 | 0.70639 | 20 | 0.65887 | 0
[5 empty] | 2022-08-18 | 0 | 0 | 0.549 | -0.549 | 2.7729 | 0 | 0 | 0 | 0 | 0.549 | -0.549 | 0 | 0 | 1 | 0 | 0 | 0.549 | -0.549 | 13.7487 | 0 | 0 | 0 | 0 | 0.549 | -0.549 | 6.1794 | 0 | 0 | 0 | 0 | 0.549 | -0.549 | 19.451 | 0 | 0
[5 empty] | 2022-08-19 | 0 | 0 | 0.549 | -0.549 | 2.2239 | 0 | 0 | 0 | 0 | 0.549 | -0.549 | 0 | 0 | 1 | 0 | 0 | 0.549 | -0.549 | 13.1997 | 0 | 0 | 1.8954 | 1.8954 | 0.549 | 1.3464 | 7.5258 | 0.99476 | 0 | 0.32079 | 0.32079 | 0.549 | -0.22821 | 19.2228 | 0.16836 | 0
[5 empty] | 2022-08-20 | 0 | 0 | 0.549 | -0.549 | 1.6749 | 0 | 0 | 0 | 0 | 0.549 | -0.549 | 0 | 0 | 1 | 1.532 | 1.532 | 0.549 | 0.98297 | 14.1827 | 0.80403 | 0 | 0 | 0 | 0.549 | -0.549 | 6.9768 | 0 | 0 | 3.6747 | 2.5 | 0.549 | 1.951 | 20 | 1.3121 | 0
[5 empty] | 2022-08-21 | 0 | 0 | 0.549 | -0.549 | 1.1259 | 0 | 0 | 0 | 0 | 0.549 | -0.549 | 0 | 0 | 1 | 0.39578 | 0.39578 | 0.549 | -0.15322 | 14.0295 | 0.20772 | 0 | 2.4185 | 2.4185 | 0.549 | 1.8695 | 8.8463 | 1.2693 | 0 | 0 | 0 | 0.549 | -0.549 | 19.451 | 0 | 0
[5 empty] | 2022-08-22 | 0 | 0 | 0.549 | -0.549 | 0.5769 | 0 | 0 | 0 | 0 | 0.549 | -0.549 | 0 | 0 | 1 | 0 | 0 | 0.549 | -0.549 | 13.4805 | 0 | 0 | 2.6097 | 2.5 | 0.549 | 1.951 | 10.7973 | 1.3121 | 0 | 0 | 0 | 0.549 | -0.549 | 18.902 | 0 | 0
[5 empty] | 2022-08-23 | 0 | 0 | 0.549 | -0.549 | 0.0279 | 0 | 0 | 0 | 0 | 0.549 | -0.549 | 0 | 0 | 1 | 0 | 0 | 0.549 | -0.549 | 12.9315 | 0 | 0 | 1.408 | 1.408 | 0.549 | 0.85897 | 11.6563 | 0.73896 | 0 | 0.19286 | 0.19286 | 0.549 | -0.35614 | 18.5459 | 0.10122 | 0
[5 empty] | 2022-08-24 | 0 | 0 | 0.549 | -0.549 | 0 | 0 | 1 | 0 | 0 | 0.549 | -0.549 | 0 | 0 | 1 | 0 | 0 | 0.549 | -0.549 | 12.3825 | 0 | 0 | 0 | 0 | 0.549 | -0.549 | 11.1073 | 0 | 0 | 1.4712 | 1.4712 | 0.549 | 0.92222 | 19.4681 | 0.77215 | 0
[5 empty] | 2022-08-25 | 0 | 0 | 0.549 | -0.549 | 0 | 0 | 1 | 0 | 0 | 0.549 | -0.549 | 0 | 0 | 1 | 0 | 0 | 0.549 | -0.549 | 11.8335 | 0 | 0 | 2.3129 | 2.3129 | 0.549 | 1.7639 | 12.8713 | 1.2139 | 0 | 0 | 0 | 0.549 | -0.549 | 18.9191 | 0 | 0
[5 empty] | 2022-08-26 | 0 | 0 | 0.549 | -0.549 | 0 | 0 | 1 | 0 | 0 | 0.549 | -0.549 | 0 | 0 | 1 | 0 | 0 | 0.549 | -0.549 | 11.2845 | 0 | 0 | 2.1991 | 2.1991 | 0.549 | 1.6501 | 14.5214 | 1.1542 | 0 | 1.2075 | 1.2075 | 0.549 | 0.65851 | 19.5776 | 0.63374 | 0
[5 empty] | 2022-08-27 | 0 | 0 | 0.549 | -0.549 | 0 | 0 | 1 | 0.7084 | 0.7084 | 0.549 | 0.1594 | 0.7084 | 0.37179 | 1 | 0 | 0 | 0.549 | -0.549 | 10.7355 | 0 | 0 | 0.27684 | 0.27684 | 0.549 | -0.27216 | 14.2492 | 0.14529 | 0 | 0 | 0 | 0.549 | -0.549 | 19.0286 | 0 | 0
[5 empty] | 2022-08-28 | 0.1012 | 0.1012 | 0.549 | -0.4478 | 0 | 0.053113 | 1 | 2.6312 | 2.5 | 0.549 | 1.951 | 2.6594 | 1.3121 | 0 | 1.1839 | 1.1839 | 0.549 | 0.63491 | 11.3704 | 0.62136 | 0 | 0.21998 | 0.21998 | 0.549 | -0.32902 | 13.9202 | 0.11545 | 0 | 0 | 0 | 0.549 | -0.549 | 18.4796 | 0 | 0
[5 empty] | 2022-08-29 | 1.9734 | 1.9734 | 0.549 | 1.4244 | 1.4244 | 1.0357 | 0 | 8.4502 | 2.5 | 0.549 | 1.951 | 4.6104 | 1.3121 | 0 | 1.2703 | 1.2703 | 0.549 | 0.72126 | 12.0916 | 0.66668 | 0 | 6.7973 | 2.5 | 0.549 | 1.951 | 15.8712 | 1.3121 | 0 | 0 | 0 | 0.549 | -0.549 | 17.9306 | 0 | 0
[5 empty] | 2022-08-30 | 0.9108 | 0.9108 | 0.549 | 0.3618 | 1.7862 | 0.47802 | 0 | 6.578 | 2.5 | 0.549 | 1.951 | 6.5614 | 1.3121 | 0 | 0 | 0 | 0.549 | -0.549 | 11.5426 | 0 | 0 | 5.2831 | 2.5 | 0.549 | 1.951 | 17.8222 | 1.3121 | 0 | 1.1383 | 1.1383 | 0.549 | 0.58933 | 18.5199 | 0.59744 | 0
[5 empty] | 2022-08-31 | 2.6818 | 2.5 | 0.549 | 1.951 | 3.7372 | 1.3121 | 0 | 1.518 | 1.518 | 0.549 | 0.969 | 7.5304 | 0.7967 | 0 | 0.0041678 | 0.0041678 | 0.549 | -0.54483 | 10.9978 | 0.0021874 | 0 | 0 | 0 | 0.549 | -0.549 | 17.2732 | 0 | 0 | 0 | 0 | 0.549 | -0.549 | 17.9709 | 0 | 0
[5 empty] | 2022-09-01 | 0.8096 | 0.8096 | 0.549 | 0.2606 | 3.9978 | 0.42491 | 0 | 3.9974 | 2.5 | 0.549 | 1.951 | 9.4814 | 1.3121 | 0 | 0 | 0 | 0.549 | -0.549 | 10.4488 | 0 | 0 | 0 | 0 | 0.549 | -0.549 | 16.7242 | 0 | 0 | 0 | 0 | 0.549 | -0.549 | 17.4219 | 0 | 0
[5 empty] | 2022-09-02 | 1.5686 | 1.5686 | 0.549 | 1.0196 | 5.0174 | 0.82326 | 0 | 0.2024 | 0.2024 | 0.549 | -0.3466 | 9.1348 | 0.10623 | 0 | 1.8233 | 1.8233 | 0.549 | 1.2743 | 11.7231 | 0.95694 | 0 | 0 | 0 | 0.549 | -0.549 | 16.1752 | 0 | 0 | 4.0543 | 2.5 | 0.549 | 1.951 | 19.3729 | 1.3121 | 0
[5 empty] | 2022-09-03 | 0 | 0 | 0.549 | -0.549 | 4.4684 | 0 | 0 | 0.6072 | 0.6072 | 0.549 | 0.0582 | 9.193 | 0.31868 | 0 | 0 | 0 | 0.549 | -0.549 | 11.1741 | 0 | 0 | 1.6717 | 1.6717 | 0.549 | 1.1227 | 17.2979 | 0.87739 | 0 | 2.0852 | 2.0852 | 0.549 | 1.5362 | 20 | 1.0944 | 0
[5 empty] | 2022-09-04 | 0 | 0 | 0.549 | -0.549 | 3.9194 | 0 | 0 | 0 | 0 | 0.549 | -0.549 | 8.644 | 0 | 0 | 1.5862 | 1.5862 | 0.549 | 1.0372 | 12.2113 | 0.83249 | 0 | 0.41153 | 0.41153 | 0.549 | -0.13747 | 17.1605 | 0.21598 | 0 | 0 | 0 | 0.549 | -0.549 | 19.451 | 0 | 0
[5 empty] | 2022-09-05 | 0 | 0 | 0.549 | -0.549 | 3.3704 | 0 | 0 | 0.4048 | 0.4048 | 0.549 | -0.1442 | 8.4998 | 0.21245 | 0 | 1.1814 | 1.1814 | 0.549 | 0.6324 | 12.8437 | 0.62004 | 0 | 1.638 | 1.638 | 0.549 | 1.089 | 18.2495 | 0.85971 | 0 | 2.6817 | 2.5 | 0.549 | 1.951 | 20 | 1.3121 | 0
[5 empty] | 2022-09-06 | 0 | 0 | 0.549 | -0.549 | 2.8214 | 0 | 0 | 0 | 0 | 0.549 | -0.549 | 7.9508 | 0 | 0 | 0.55817 | 0.55817 | 0.549 | 0.0091728 | 12.8529 | 0.29295 | 0 | 1.5088 | 1.5088 | 0.549 | 0.95976 | 19.2093 | 0.79185 | 0 | 0.68148 | 0.68148 | 0.549 | 0.13248 | 20 | 0.35767 | 0
[5 empty] | 2022-09-07 | 0 | 0 | 0.549 | -0.549 | 2.2724 | 0 | 0 | 7.4888 | 2.5 | 0.549 | 1.951 | 9.9018 | 1.3121 | 0 | 0 | 0 | 0.549 | -0.549 | 12.3039 | 0 | 0 | 5.7602 | 2.5 | 0.549 | 1.951 | 20 | 1.3121 | 0 | 1.8735 | 1.8735 | 0.549 | 1.3245 | 20 | 0.98328 | 0
[5 empty] | 2022-09-08 | 0 | 0 | 0.549 | -0.549 | 1.7234 | 0 | 0 | 3.289 | 2.5 | 0.549 | 1.951 | 11.8528 | 1.3121 | 0 | 0 | 0 | 0.549 | -0.549 | 11.7549 | 0 | 0 | 2.9511 | 2.5 | 0.549 | 1.951 | 20 | 1.3121 | 0 | 0.49955 | 0.49955 | 0.549 | -0.049449 | 19.9506 | 0.26218 | 0
[5 empty] | 2022-09-09 | 0 | 0 | 0.549 | -0.549 | 1.1744 | 0 | 0 | 0.3542 | 0.3542 | 0.549 | -0.1948 | 11.658 | 0.1859 | 0 | 0 | 0 | 0.549 | -0.549 | 11.2059 | 0 | 0 | 0 | 0 | 0.549 | -0.549 | 19.451 | 0 | 0 | 0 | 0 | 0.549 | -0.549 | 19.4016 | 0 | 0
[5 empty] | 2022-09-10 | 0 | 0 | 0.549 | -0.549 | 0.6254 | 0 | 0 | 0 | 0 | 0.549 | -0.549 | 11.109 | 0 | 0 | 0 | 0 | 0.549 | -0.549 | 10.6569 | 0 | 0 | 0 | 0 | 0.549 | -0.549 | 18.902 | 0 | 0 | 2.454 | 2.454 | 0.549 | 1.905 | 20 | 1.288 | 0
[5 empty] | 2022-09-11 | 0 | 0 | 0.549 | -0.549 | 0.0764 | 0 | 0 | 0 | 0 | 0.549 | -0.549 | 10.56 | 0 | 0 | 0.96355 | 0.96355 | 0.549 | 0.41455 | 11.0714 | 0.50571 | 0 | 0 | 0 | 0.549 | -0.549 | 18.353 | 0 | 0 | 0 | 0 | 0.549 | -0.549 | 19.451 | 0 | 0
[5 empty] | 2022-09-12 | 0 | 0 | 0.549 | -0.549 | 0 | 0 | 1 | 0 | 0 | 0.549 | -0.549 | 10.011 | 0 | 0 | 0 | 0 | 0.549 | -0.549 | 10.5224 | 0 | 0 | 1.0852 | 1.0852 | 0.549 | 0.53616 | 18.8892 | 0.56953 | 0 | 0 | 0 | 0.549 | -0.549 | 18.902 | 0 | 0
[5 empty] | 2022-09-13 | 0 | 0 | 0.549 | -0.549 | 0 | 0 | 1 | 0 | 0 | 0.549 | -0.549 | 9.462 | 0 | 0 | 1.956 | 1.956 | 0.549 | 1.407 | 11.9294 | 1.0266 | 0 | 0 | 0 | 0.549 | -0.549 | 18.3402 | 0 | 0 | 0 | 0 | 0.549 | -0.549 | 18.353 | 0 | 0
[5 empty] | 2022-09-14 | 0 | 0 | 0.549 | -0.549 | 0 | 0 | 1 | 0 | 0 | 0.549 | -0.549 | 8.913 | 0 | 0 | 0 | 0 | 0.549 | -0.549 | 11.3804 | 0 | 0 | 2.511 | 2.5 | 0.549 | 1.951 | 20 | 1.3121 | 0 | 0 | 0 | 0.549 | -0.549 | 17.804 | 0 | 0
[5 empty] | 2022-09-15 | 0 | 0 | 0.549 | -0.549 | 0 | 0 | 1 | 0.506 | 0.506 | 0.549 | -0.043 | 8.87 | 0.26557 | 0 | 2.5044 | 2.5 | 0.549 | 1.951 | 13.3314 | 1.3121 | 0 | 0.83947 | 0.83947 | 0.549 | 0.29047 | 20 | 0.44059 | 0 | 0 | 0 | 0.549 | -0.549 | 17.255 | 0 | 0
[5 empty] | 2022-09-16 | 0 | 0 | 0.549 | -0.549 | 0 | 0 | 1 | 1.012 | 1.012 | 0.549 | 0.463 | 9.333 | 0.53113 | 0 | 0 | 0 | 0.549 | -0.549 | 12.7824 | 0 | 0 | 0 | 0 | 0.549 | -0.549 | 19.451 | 0 | 0 | 1.2818 | 1.2818 | 0.549 | 0.73275 | 17.9878 | 0.67271 | 0
[5 empty] | 2022-09-17 | 0 | 0 | 0.549 | -0.549 | 0 | 0 | 1 | 0.7084 | 0.7084 | 0.549 | 0.1594 | 9.4924 | 0.37179 | 0 | 0 | 0 | 0.549 | -0.549 | 12.2334 | 0 | 0 | 0 | 0 | 0.549 | -0.549 | 18.902 | 0 | 0 | 0.38999 | 0.38999 | 0.549 | -0.15901 | 17.8287 | 0.20468 | 0
[5 empty] | 2022-09-18 | 6.6792 | 2.5 | 0.549 | 1.951 | 1.951 | 1.3121 | 0 | 11.7392 | 2.5 | 0.549 | 1.951 | 11.4434 | 1.3121 | 0 | 4.2898 | 2.5 | 0.549 | 1.951 | 14.1844 | 1.3121 | 0 | 8.8699 | 2.5 | 0.549 | 1.951 | 20 | 1.3121 | 0 | 1.918 | 1.918 | 0.549 | 1.369 | 19.1977 | 1.0066 | 0
[5 empty] | 2022-09-19 | 0.1012 | 0.1012 | 0.549 | -0.4478 | 1.5032 | 0.053113 | 0 | 21.9604 | 2.5 | 0.549 | 1.951 | 13.3944 | 1.3121 | 0 | 0 | 0 | 0.549 | -0.549 | 13.6354 | 0 | 0 | 23.9282 | 2.5 | 0.549 | 1.951 | 20 | 1.3121 | 0 | 0 | 0 | 0.549 | -0.549 | 18.6487 | 0 | 0
[5 empty] | 2022-09-20 | 0 | 0 | 0.549 | -0.549 | 0.9542 | 0 | 0 | 0.3542 | 0.3542 | 0.549 | -0.1948 | 13.1996 | 0.1859 | 0 | 2.4232 | 2.4232 | 0.549 | 1.8742 | 15.5096 | 1.2718 | 0 | 0 | 0 | 0.549 | -0.549 | 19.451 | 0 | 0 | 0.0048336 | 0.0048336 | 0.549 | -0.54417 | 18.1046 | 0.0025369 | 0
[5 empty] | 2022-09-21 | 0.506 | 0.506 | 0.549 | -0.043 | 0.9112 | 0.26557 | 0 | 1.0626 | 1.0626 | 0.549 | 0.5136 | 13.7132 | 0.55769 | 0 | 2.227 | 2.227 | 0.549 | 1.678 | 17.1876 | 1.1688 | 0 | 2.3349 | 2.3349 | 0.549 | 1.7859 | 20 | 1.2254 | 0 | 0 | 0 | 0.549 | -0.549 | 17.5556 | 0 | 0
[5 empty] | 2022-09-22 | 3.1372 | 2.5 | 0.549 | 1.951 | 2.8622 | 1.3121 | 0 | 10.0694 | 2.5 | 0.549 | 1.951 | 15.6642 | 1.3121 | 0 | 0 | 0 | 0.549 | -0.549 | 16.6386 | 0 | 0 | 7.6716 | 2.5 | 0.549 | 1.951 | 20 | 1.3121 | 0 | 0 | 0 | 0.549 | -0.549 | 17.0066 | 0 | 0
[5 empty] | 2022-09-23 | 7.4382 | 2.5 | 0.549 | 1.951 | 4.8132 | 1.3121 | 0 | 7.5394 | 2.5 | 0.549 | 1.951 | 17.6152 | 1.3121 | 0 | 9.9959 | 2.5 | 0.549 | 1.951 | 18.5896 | 1.3121 | 0 | 3.0724 | 2.5 | 0.549 | 1.951 | 20 | 1.3121 | 0 | 6.7124 | 2.5 | 0.549 | 1.951 | 18.9576 | 1.3121 | 0
[5 empty] | 2022-09-24 | 0.4048 | 0.4048 | 0.549 | -0.1442 | 4.669 | 0.21245 | 0 | 2.9854 | 2.5 | 0.549 | 1.951 | 19.5662 | 1.3121 | 0 | 0 | 0 | 0.549 | -0.549 | 18.0406 | 0 | 0 | 0 | 0 | 0.549 | -0.549 | 19.451 | 0 | 0 | 1.8462 | 1.8462 | 0.549 | 1.2972 | 20 | 0.96896 | 0
[5 empty] | 2022-09-25 | 0.1518 | 0.1518 | 0.549 | -0.3972 | 4.2718 | 0.07967 | 0 | 0.4048 | 0.4048 | 0.549 | -0.1442 | 19.422 | 0.21245 | 0 | 0 | 0 | 0.549 | -0.549 | 17.4916 | 0 | 0 | 0 | 0 | 0.549 | -0.549 | 18.902 | 0 | 0 | 2.2696 | 2.2696 | 0.549 | 1.7206 | 20 | 1.1912 | 0
[5 empty] | 2022-09-26 | 2.0746 | 2.0746 | 0.549 | 1.5256 | 5.7974 | 1.0888 | 0 | 0 | 0 | 0.549 | -0.549 | 18.873 | 0 | 0 | 0 | 0 | 0.549 | -0.549 | 16.9426 | 0 | 0 | 1.2807 | 1.2807 | 0.549 | 0.73167 | 19.6337 | 0.67214 | 0 | 0 | 0 | 0.549 | -0.549 | 19.451 | 0 | 0
[5 empty] | 2022-09-27 | 0 | 0 | 0.549 | -0.549 | 5.2484 | 0 | 0 | 0 | 0 | 0.549 | -0.549 | 18.324 | 0 | 0 | 0 | 0 | 0.549 | -0.549 | 16.3936 | 0 | 0 | 0 | 0 | 0.549 | -0.549 | 19.0847 | 0 | 0 | 1.206 | 1.206 | 0.549 | 0.65699 | 20 | 0.63295 | 0
[5 empty] | 2022-09-28 | 3.1372 | 2.5 | 0.549 | 1.951 | 7.1994 | 1.3121 | 0 | 0 | 0 | 0.549 | -0.549 | 17.775 | 0 | 0 | 0 | 0 | 0.549 | -0.549 | 15.8446 | 0 | 0 | 0 | 0 | 0.549 | -0.549 | 18.5357 | 0 | 0 | 0 | 0 | 0.549 | -0.549 | 19.451 | 0 | 0
[5 empty] | 2022-09-29 | 1.4168 | 1.4168 | 0.549 | 0.8678 | 8.0672 | 0.74359 | 0 | 0 | 0 | 0.549 | -0.549 | 17.226 | 0 | 0 | 0 | 0 | 0.549 | -0.549 | 15.2956 | 0 | 0 | 0.43697 | 0.43697 | 0.549 | -0.11203 | 18.4236 | 0.22934 | 0 | 0 | 0 | 0.549 | -0.549 | 18.902 | 0 | 0
[5 empty] | 2022-09-30 | 0 | 0 | 0.549 | -0.549 | 7.5182 | 0 | 0 | 0 | 0 | 0.549 | -0.549 | 16.677 | 0 | 0 | 0 | 0 | 0.549 | -0.549 | 14.7466 | 0 | 0 | 0 | 0 | 0.549 | -0.549 | 17.8746 | 0 | 0 | 0 | 0 | 0.549 | -0.549 | 18.353 | 0 | 0
[5 empty] | 2022-10-01 | 0 | 0 | 0.549 | -0.549 | 6.9692 | 0 | 0 | 0 | 0 | 0.549 | -0.549 | 16.128 | 0 | 0 | 2.3282 | 2.3282 | 0.549 | 1.7792 | 16.5258 | 1.2219 | 0 | 0 | 0 | 0.549 | -0.549 | 17.3256 | 0 | 0 | 0 | 0 | 0.549 | -0.549 | 17.804 | 0 | 0
[5 empty] | 2022-10-02 | 0 | 0 | 0.549 | -0.549 | 6.4202 | 0 | 0 | 0 | 0 | 0.549 | -0.549 | 15.579 | 0 | 0 | 0 | 0 | 0.549 | -0.549 | 15.9768 | 0 | 0 | 2.2126 | 2.2126 | 0.549 | 1.6636 | 18.9892 | 1.1612 | 0 | 0.65097 | 0.65097 | 0.549 | 0.10197 | 17.906 | 0.34165 | 0
[5 empty] | 2022-10-03 | 14.6234 | 2.5 | 0.549 | 1.951 | 8.3712 | 1.3121 | 0 | 0 | 0 | 0.549 | -0.549 | 15.03 | 0 | 0 | 14.0433 | 2.5 | 0.549 | 1.951 | 17.9278 | 1.3121 | 0 | 0 | 0 | 0.549 | -0.549 | 18.4402 | 0 | 0 | 15.9972 | 2.5 | 0.549 | 1.951 | 19.857 | 1.3121 | 0
[5 empty] | 2022-10-04 | 1.518 | 1.518 | 0.549 | 0.969 | 9.3402 | 0.7967 | 0 | 0 | 0 | 0.549 | -0.549 | 14.481 | 0 | 0 | 3.3186 | 2.5 | 0.549 | 1.951 | 19.8788 | 1.3121 | 0 | 2.0757 | 2.0757 | 0.549 | 1.5267 | 19.9669 | 1.0894 | 0 | 5.3535 | 2.5 | 0.549 | 1.951 | 20 | 1.3121 | 0
[5 empty] | 2022-10-05 | 2.3276 | 2.3276 | 0.549 | 1.7786 | 11.1188 | 1.2216 | 0 | 0 | 0 | 0.549 | -0.549 | 13.932 | 0 | 0 | 0 | 0 | 0.549 | -0.549 | 19.3298 | 0 | 0 | 1.7743 | 1.7743 | 0.549 | 1.2253 | 20 | 0.93123 | 0 | 0 | 0 | 0.549 | -0.549 | 19.451 | 0 | 0
[5 empty] | 2022-10-06 | 0.1012 | 0.1012 | 0.549 | -0.4478 | 10.671 | 0.053113 | 0 | 1.012 | 1.012 | 0.549 | 0.463 | 14.395 | 0.53113 | 0 | 0 | 0 | 0.549 | -0.549 | 18.7808 | 0 | 0 | 0 | 0 | 0.549 | -0.549 | 19.451 | 0 | 0 | 2.6924 | 2.5 | 0.549 | 1.951 | 20 | 1.3121 | 0
[5 empty] | 2022-10-07 | 0 | 0 | 0.549 | -0.549 | 10.122 | 0 | 0 | 3.9468 | 2.5 | 0.549 | 1.951 | 16.346 | 1.3121 | 0 | 0 | 0 | 0.549 | -0.549 | 18.2318 | 0 | 0 | 2.0001 | 2.0001 | 0.549 | 1.4511 | 20 | 1.0497 | 0 | 1.1258 | 1.1258 | 0.549 | 0.57679 | 20 | 0.59086 | 0
[5 empty] | 2022-10-08 | 0.3542 | 0.3542 | 0.549 | -0.1948 | 9.9272 | 0.1859 | 0 | 2.3276 | 2.3276 | 0.549 | 1.7786 | 18.1246 | 1.2216 | 0 | 0 | 0 | 0.549 | -0.549 | 17.6828 | 0 | 0 | 0.39638 | 0.39638 | 0.549 | -0.15262 | 19.8474 | 0.20804 | 0 | 0 | 0 | 0.549 | -0.549 | 19.451 | 0 | 0
[5 empty] | 2022-10-09 | 0.4554 | 0.4554 | 0.549 | -0.0936 | 9.8336 | 0.23901 | 0 | 6.6792 | 2.5 | 0.549 | 1.951 | 20 | 1.3121 | 0 | 0 | 0 | 0.549 | -0.549 | 17.1338 | 0 | 0 | 8.8726 | 2.5 | 0.549 | 1.951 | 20 | 1.3121 | 0 | 2.6676 | 2.5 | 0.549 | 1.951 | 20 | 1.3121 | 0
[5 empty] | 2022-10-10 | 4.5034 | 2.5 | 0.549 | 1.951 | 11.7846 | 1.3121 | 0 | 6.831 | 2.5 | 0.549 | 1.951 | 20 | 1.3121 | 0 | 5.4324 | 2.5 | 0.549 | 1.951 | 19.0848 | 1.3121 | 0 | 8.546 | 2.5 | 0.549 | 1.951 | 20 | 1.3121 | 0 | 7.0543 | 2.5 | 0.549 | 1.951 | 20 | 1.3121 | 0
[5 empty] | 2022-10-11 | 3.8962 | 2.5 | 0.549 | 1.951 | 13.7356 | 1.3121 | 0 | 9.5128 | 2.5 | 0.549 | 1.951 | 20 | 1.3121 | 0 | 2.1398 | 2.1398 | 0.549 | 1.5908 | 20 | 1.1231 | 0 | 5.6874 | 2.5 | 0.549 | 1.951 | 20 | 1.3121 | 0 | 0 | 0 | 0.549 | -0.549 | 19.451 | 0 | 0
[5 empty] | 2022-10-12 | 8.349 | 2.5 | 0.549 | 1.951 | 15.6866 | 1.3121 | 0 | 0.2024 | 0.2024 | 0.549 | -0.3466 | 19.6534 | 0.10623 | 0 | 10.3577 | 2.5 | 0.549 | 1.951 | 20 | 1.3121 | 0 | 0 | 0 | 0.549 | -0.549 | 19.451 | 0 | 0 | 6.7568 | 2.5 | 0.549 | 1.951 | 20 | 1.3121 | 0
[5 empty] | 2022-10-13 | 7.9442 | 2.5 | 0.549 | 1.951 | 17.6376 | 1.3121 | 0 | 0.1518 | 0.1518 | 0.549 | -0.3972 | 19.2562 | 0.07967 | 0 | 7.7592 | 2.5 | 0.549 | 1.951 | 20 | 1.3121 | 0 | 0 | 0 | 0.549 | -0.549 | 18.902 | 0 | 0 | 9.9689 | 2.5 | 0.549 | 1.951 | 20 | 1.3121 | 0
[5 empty] | 2022-10-14 | 7.1852 | 2.5 | 0.549 | 1.951 | 19.5886 | 1.3121 | 0 | 0 | 0 | 0.549 | -0.549 | 18.7072 | 0 | 0 | 7.5912 | 2.5 | 0.549 | 1.951 | 20 | 1.3121 | 0 | 0 | 0 | 0.549 | -0.549 | 18.353 | 0 | 0 | 3.7451 | 2.5 | 0.549 | 1.951 | 20 | 1.3121 | 0
[5 empty] | 2022-10-15 | 1.6192 | 1.6192 | 0.549 | 1.0702 | 20 | 0.84982 | 0 | 0 | 0 | 0.549 | -0.549 | 18.1582 | 0 | 0 | 0.68101 | 0.68101 | 0.549 | 0.13201 | 20 | 0.35742 | 0 | 0 | 0 | 0.549 | -0.549 | 17.804 | 0 | 0 | 0 | 0 | 0.549 | -0.549 | 19.451 | 0 | 0
[5 empty] | 2022-10-16 | 4.3516 | 2.5 | 0.549 | 1.951 | 20 | 1.3121 | 0 | 3.5926 | 2.5 | 0.549 | 1.951 | 20 | 1.3121 | 0 | 1.9802 | 1.9802 | 0.549 | 1.4312 | 20 | 1.0393 | 0 | 0 | 0 | 0.549 | -0.549 | 17.255 | 0 | 0 | 0 | 0 | 0.549 | -0.549 | 18.902 | 0 | 0
[5 empty] | 2022-10-17 | 6.831 | 2.5 | 0.549 | 1.951 | 20 | 1.3121 | 0 | 1.6192 | 1.6192 | 0.549 | 1.0702 | 20 | 0.84982 | 0 | 8.6099 | 2.5 | 0.549 | 1.951 | 20 | 1.3121 | 0 | 0 | 0 | 0.549 | -0.549 | 16.706 | 0 | 0 | 8.5739 | 2.5 | 0.549 | 1.951 | 20 | 1.3121 | 0
[5 empty] | 2022-10-18 | 4.2504 | 2.5 | 0.549 | 1.951 | 20 | 1.3121 | 0 | 5.9202 | 2.5 | 0.549 | 1.951 | 20 | 1.3121 | 0 | 1.4186 | 1.4186 | 0.549 | 0.86957 | 20 | 0.74452 | 0 | 8.0489 | 2.5 | 0.549 | 1.951 | 18.657 | 1.3121 | 0 | 1.0158 | 1.0158 | 0.549 | 0.46678 | 20 | 0.53312 | 0
[5 empty] | 2022-10-19 | 11.6886 | 2.5 | 0.549 | 1.951 | 20 | 1.3121 | 0 | 0.1518 | 0.1518 | 0.549 | -0.3972 | 19.6028 | 0.07967 | 0 | 8.2267 | 2.5 | 0.549 | 1.951 | 20 | 1.3121 | 0 | 0 | 0 | 0.549 | -0.549 | 18.108 | 0 | 0 | 9.415 | 2.5 | 0.549 | 1.951 | 20 | 1.3121 | 0
[5 empty] | 2022-10-20 | 2.7324 | 2.5 | 0.549 | 1.951 | 20 | 1.3121 | 0 | 2.5806 | 2.5 | 0.549 | 1.951 | 20 | 1.3121 | 0 | 1.2616 | 1.2616 | 0.549 | 0.71261 | 20 | 0.66214 | 0 | 0 | 0 | 0.549 | -0.549 | 17.559 | 0 | 0 | 0 | 0 | 0.549 | -0.549 | 19.451 | 0 | 0
[5 empty] | 2022-10-21 | 10.1706 | 2.5 | 0.549 | 1.951 | 20 | 1.3121 | 0 | 1.012 | 1.012 | 0.549 | 0.463 | 20 | 0.53113 | 0 | 9.6503 | 2.5 | 0.549 | 1.951 | 20 | 1.3121 | 0 | 0 | 0 | 0.549 | -0.549 | 17.01 | 0 | 0 | 9.5071 | 2.5 | 0.549 | 1.951 | 20 | 1.3121 | 0
[5 empty] | 2022-10-22 | 5.4142 | 2.5 | 0.549 | 1.951 | 20 | 1.3121 | 0 | 2.4794 | 2.4794 | 0.549 | 1.9304 | 20 | 1.3013 | 0 | 7.1848 | 2.5 | 0.549 | 1.951 | 20 | 1.3121 | 0 | 0.24799 | 0.24799 | 0.549 | -0.30101 | 16.709 | 0.13015 | 0 | 5.6075 | 2.5 | 0.549 | 1.951 | 20 | 1.3121 | 0
[5 empty] | 2022-10-23 | 2.3782 | 2.3782 | 0.549 | 1.8292 | 20 | 1.2482 | 0 | 0 | 0 | 0.549 | -0.549 | 19.451 | 0 | 0 | 0 | 0 | 0.549 | -0.549 | 19.451 | 0 | 0 | 0 | 0 | 0.549 | -0.549 | 16.16 | 0 | 0 | 0 | 0 | 0.549 | -0.549 | 19.451 | 0 | 0
[5 empty] | 2022-10-24 | 0.4048 | 0.4048 | 0.549 | -0.1442 | 19.8558 | 0.21245 | 0 | 1.4674 | 1.4674 | 0.549 | 0.9184 | 20 | 0.77015 | 0 | 0 | 0 | 0.549 | -0.549 | 18.902 | 0 | 0 | 0.29474 | 0.29474 | 0.549 | -0.25426 | 15.9057 | 0.15469 | 0 | 2.4298 | 2.4298 | 0.549 | 1.8808 | 20 | 1.2752 | 0
[5 empty] | 2022-10-25 | 5.5154 | 2.5 | 0.549 | 1.951 | 20 | 1.3121 | 0 | 1.012 | 1.012 | 0.549 | 0.463 | 20 | 0.53113 | 0 | 2.2246 | 2.2246 | 0.549 | 1.6756 | 20 | 1.1676 | 0 | 0 | 0 | 0.549 | -0.549 | 15.3567 | 0 | 0 | 1.4932 | 1.4932 | 0.549 | 0.94421 | 20 | 0.78369 | 0
[5 empty] | 2022-10-26 | 0.6072 | 0.6072 | 0.549 | 0.0582 | 20 | 0.31868 | 0 | 0 | 0 | 0.549 | -0.549 | 19.451 | 0 | 0 | 0 | 0 | 0.549 | -0.549 | 19.451 | 0 | 0 | 0.87567 | 0.87567 | 0.549 | 0.32667 | 15.6834 | 0.45958 | 0 | 0 | 0 | 0.549 | -0.549 | 19.451 | 0 | 0
[5 empty] | 2022-10-27 | 8.5008 | 2.5 | 0.549 | 1.951 | 20 | 1.3121 | 0 | 1.7204 | 1.7204 | 0.549 | 1.1714 | 20 | 0.90293 | 0 | 8.8585 | 2.5 | 0.549 | 1.951 | 20 | 1.3121 | 0 | 0.1567 | 0.1567 | 0.549 | -0.3923 | 15.2911 | 0.082245 | 0 | 10.6138 | 2.5 | 0.549 | 1.951 | 20 | 1.3121 | 0
[5 empty] | 2022-10-28 | 6.1732 | 2.5 | 0.549 | 1.951 | 20 | 1.3121 | 0 | 9.867 | 2.5 | 0.549 | 1.951 | 20 | 1.3121 | 0 | 4.2983 | 2.5 | 0.549 | 1.951 | 20 | 1.3121 | 0 | 8.5525 | 2.5 | 0.549 | 1.951 | 17.2421 | 1.3121 | 0 | 0 | 0 | 0.549 | -0.549 | 19.451 | 0 | 0
[5 empty] | 2022-10-29 | 1.771 | 1.771 | 0.549 | 1.222 | 20 | 0.92949 | 0 | 10.2718 | 2.5 | 0.549 | 1.951 | 20 | 1.3121 | 0 | 4.0598 | 2.5 | 0.549 | 1.951 | 20 | 1.3121 | 0 | 11.1553 | 2.5 | 0.549 | 1.951 | 19.1931 | 1.3121 | 0 | 2.7723 | 2.5 | 0.549 | 1.951 | 20 | 1.3121 | 0
[5 empty] | 2022-10-30 | 2.277 | 2.277 | 0.549 | 1.728 | 20 | 1.1951 | 0 | 8.9562 | 2.5 | 0.549 | 1.951 | 20 | 1.3121 | 0 | 0 | 0 | 0.549 | -0.549 | 19.451 | 0 | 0 | 4.4493 | 2.5 | 0.549 | 1.951 | 20 | 1.3121 | 0 | 0 | 0 | 0.549 | -0.549 | 19.451 | 0 | 0
[5 empty] | 2022-10-31 | 3.795 | 2.5 | 0.549 | 1.951 | 20 | 1.3121 | 0 | 5.3636 | 2.5 | 0.549 | 1.951 | 20 | 1.3121 | 0 | 2.7915 | 2.5 | 0.549 | 1.951 | 20 | 1.3121 | 0 | 7.9386 | 2.5 | 0.549 | 1.951 | 20 | 1.3121 | 0 | 2.3123 | 2.3123 | 0.549 | 1.7633 | 20 | 1.2136 | 0
[5 empty] | 2022-11-01 | 1.6192 | 1.6192 | 0.549 | 1.0702 | 20 | 0.84982 | 0 | 0.3036 | 0.3036 | 0.549 | -0.2454 | 19.7546 | 0.15934 | 0 | 0 | 0 | 0.549 | -0.549 | 19.451 | 0 | 0 | 0 | 0 | 0.549 | -0.549 | 19.451 | 0 | 0 | 0 | 0 | 0.549 | -0.549 | 19.451 | 0 | 0
[5 empty] | 2022-11-02 | 9.5128 | 2.5 | 0.549 | 1.951 | 20 | 1.3121 | 0 | 0 | 0 | 0.549 | -0.549 | 19.2056 | 0 | 0 | 5.7629 | 2.5 | 0.549 | 1.951 | 20 | 1.3121 | 0 | 0 | 0 | 0.549 | -0.549 | 18.902 | 0 | 0 | 7.3516 | 2.5 | 0.549 | 1.951 | 20 | 1.3121 | 0
[5 empty] | 2022-11-03 | 8.9056 | 2.5 | 0.549 | 1.951 | 20 | 1.3121 | 0 | 0 | 0 | 0.549 | -0.549 | 18.6566 | 0 | 0 | 7.7033 | 2.5 | 0.549 | 1.951 | 20 | 1.3121 | 0 | 0 | 0 | 0.549 | -0.549 | 18.353 | 0 | 0 | 8.9135 | 2.5 | 0.549 | 1.951 | 20 | 1.3121 | 0
[5 empty] | 2022-11-04 | 2.277 | 2.277 | 0.549 | 1.728 | 20 | 1.1951 | 0 | 0.8602 | 0.8602 | 0.549 | 0.3112 | 18.9678 | 0.45146 | 0 | 2.5917 | 2.5 | 0.549 | 1.951 | 20 | 1.3121 | 0 | 3.3846 | 2.5 | 0.549 | 1.951 | 20 | 1.3121 | 0 | 1.826 | 1.826 | 0.549 | 1.277 | 20 | 0.95834 | 0
[5 empty] | 2022-11-05 | 1.1132 | 1.1132 | 0.549 | 0.5642 | 20 | 0.58425 | 0 | 1.518 | 1.518 | 0.549 | 0.969 | 19.9368 | 0.7967 | 0 | 0 | 0 | 0.549 | -0.549 | 19.451 | 0 | 0 | 3.2345 | 2.5 | 0.549 | 1.951 | 20 | 1.3121 | 0 | 0 | 0 | 0.549 | -0.549 | 19.451 | 0 | 0
[5 empty] | 2022-11-06 | 5.1106 | 2.5 | 0.549 | 1.951 | 20 | 1.3121 | 0 | 11.1826 | 2.5 | 0.549 | 1.951 | 20 | 1.3121 | 0 | 2.8721 | 2.5 | 0.549 | 1.951 | 20 | 1.3121 | 0 | 11.4804 | 2.5 | 0.549 | 1.951 | 20 | 1.3121 | 0 | 4.3683 | 2.5 | 0.549 | 1.951 | 20 | 1.3121 | 0
[5 empty] | 2022-11-07 | 0.3542 | 0.3542 | 0.549 | -0.1948 | 19.8052 | 0.1859 | 0 | 0.5566 | 0.5566 | 0.549 | 0.0076 | 20 | 0.29212 | 0 | 0 | 0 | 0.549 | -0.549 | 19.451 | 0 | 0 | 1.2448 | 1.2448 | 0.549 | 0.69579 | 20 | 0.65331 | 0 | 0 | 0 | 0.549 | -0.549 | 19.451 | 0 | 0
[5 empty] | 2022-11-08 | 8.602 | 2.5 | 0.549 | 1.951 | 20 | 1.3121 | 0 | 0.4048 | 0.4048 | 0.549 | -0.1442 | 19.8558 | 0.21245 | 0 | 11.2201 | 2.5 | 0.549 | 1.951 | 20 | 1.3121 | 0 | 0 | 0 | 0.549 | -0.549 | 19.451 | 0 | 0 | 12.763 | 2.5 | 0.549 | 1.951 | 20 | 1.3121 | 0
[5 empty] | 2022-11-09 | 0 | 0 | 0.549 | -0.549 | 19.451 | 0 | 0 | 0 | 0 | 0.549 | -0.549 | 19.3068 | 0 | 0 | 0.6517 | 0.6517 | 0.549 | 0.1027 | 20 | 0.34203 | 0 | 0 | 0 | 0.549 | -0.549 | 18.902 | 0 | 0 | 1.4374 | 1.4374 | 0.549 | 0.88839 | 20 | 0.75439 | 0
[5 empty] | 2022-11-10 | 0 | 0 | 0.549 | -0.549 | 18.902 | 0 | 0 | 5.1865 | 2.5 | 0.549 | 1.951 | 20 | 1.3121 | 0 | 0 | 0 | 0.549 | -0.549 | 19.451 | 0 | 0 | 0.83015 | 0.83015 | 0.549 | 0.28115 | 19.1832 | 0.4357 | 0 | 0.11377 | 0.11377 | 0.549 | -0.43523 | 19.5648 | 0.059712 | 0
[5 empty] | 2022-11-11 | 0 | 0 | 0.549 | -0.549 | 18.353 | 0 | 0 | 4.7564 | 2.5 | 0.549 | 1.951 | 20 | 1.3121 | 0 | 0 | 0 | 0.549 | -0.549 | 18.902 | 0 | 0 | 6.8938 | 2.5 | 0.549 | 1.951 | 20 | 1.3121 | 0 | 0 | 0 | 0.549 | -0.549 | 19.0158 | 0 | 0
[5 empty] | 2022-11-12 | 0 | 0 | 0.549 | -0.549 | 17.804 | 0 | 0 | 14.927 | 2.5 | 0.549 | 1.951 | 20 | 1.3121 | 0 | 0.13618 | 0.13618 | 0.549 | -0.41282 | 18.4892 | 0.071474 | 0 | 10.7804 | 2.5 | 0.549 | 1.951 | 20 | 1.3121 | 0 | 0 | 0 | 0.549 | -0.549 | 18.4668 | 0 | 0
[5 empty] | 2022-11-13 | 0 | 0 | 0.549 | -0.549 | 17.255 | 0 | 0 | 2.8842 | 2.5 | 0.549 | 1.951 | 20 | 1.3121 | 0 | 0.11182 | 0.11182 | 0.549 | -0.43718 | 18.052 | 0.058686 | 0 | 0.99952 | 0.99952 | 0.549 | 0.45052 | 20 | 0.52458 | 0 | 0.65285 | 0.65285 | 0.549 | 0.10385 | 18.5706 | 0.34264 | 0
[5 empty] | 2022-11-14 | 0 | 0 | 0.549 | -0.549 | 16.706 | 0 | 0 | 0.1518 | 0.1518 | 0.549 | -0.3972 | 19.6028 | 0.07967 | 0 | 0 | 0 | 0.549 | -0.549 | 17.503 | 0 | 0 | 0 | 0 | 0.549 | -0.549 | 19.451 | 0 | 0 | 0.76441 | 0.76441 | 0.549 | 0.21541 | 18.786 | 0.40119 | 0
[5 empty] | 2022-11-15 | 0 | 0 | 0.549 | -0.549 | 16.157 | 0 | 0 | 1.518 | 1.518 | 0.549 | 0.969 | 20 | 0.7967 | 0 | 1.2916 | 1.2916 | 0.549 | 0.74258 | 18.2456 | 0.67787 | 0 | 0.86513 | 0.86513 | 0.549 | 0.31613 | 19.7671 | 0.45405 | 0 | 0 | 0 | 0.549 | -0.549 | 18.237 | 0 | 0
[5 empty] | 2022-11-16 | 0 | 0 | 0.549 | -0.549 | 15.608 | 0 | 0 | 14.0162 | 2.5 | 0.549 | 1.951 | 20 | 1.3121 | 0 | 0 | 0 | 0.549 | -0.549 | 17.6966 | 0 | 0 | 11.8278 | 2.5 | 0.549 | 1.951 | 20 | 1.3121 | 0 | 0 | 0 | 0.549 | -0.549 | 17.688 | 0 | 0
[5 empty] | 2022-11-17 | 0 | 0 | 0.549 | -0.549 | 15.059 | 0 | 0 | 1.5686 | 1.5686 | 0.549 | 1.0196 | 20 | 0.82326 | 0 | 0.30652 | 0.30652 | 0.549 | -0.24248 | 17.4541 | 0.16087 | 0 | 0 | 0 | 0.549 | -0.549 | 19.451 | 0 | 0 | 0 | 0 | 0.549 | -0.549 | 17.139 | 0 | 0
[5 empty] | 2022-11-18 | 0 | 0 | 0.549 | -0.549 | 14.51 | 0 | 0 | 0 | 0 | 0.549 | -0.549 | 19.451 | 0 | 0 | 0 | 0 | 0.549 | -0.549 | 16.9051 | 0 | 0 | 1.116 | 1.116 | 0.549 | 0.567 | 20 | 0.58572 | 0 | 0.45709 | 0.45709 | 0.549 | -0.091911 | 17.0471 | 0.2399 | 0
[5 empty] | 2022-11-19 | 0.8602 | 0.8602 | 0.549 | 0.3112 | 14.8212 | 0.45146 | 0 | 0 | 0 | 0.549 | -0.549 | 18.902 | 0 | 0 | 0.12147 | 0.12147 | 0.549 | -0.42753 | 16.4776 | 0.063753 | 0 | 0 | 0 | 0.549 | -0.549 | 19.451 | 0 | 0 | 2.5508 | 2.5 | 0.549 | 1.951 | 18.9981 | 1.3121 | 0
[5 empty] | 2022-11-20 | 7.4382 | 2.5 | 0.549 | 1.951 | 16.7722 | 1.3121 | 0 | 0 | 0 | 0.549 | -0.549 | 18.353 | 0 | 0 | 8.0358 | 2.5 | 0.549 | 1.951 | 18.4286 | 1.3121 | 0 | 0 | 0 | 0.549 | -0.549 | 18.902 | 0 | 0 | 7.3374 | 2.5 | 0.549 | 1.951 | 20 | 1.3121 | 0
[5 empty] | 2022-11-21 | 8.2984 | 2.5 | 0.549 | 1.951 | 18.7232 | 1.3121 | 0 | 0 | 0 | 0.549 | -0.549 | 17.804 | 0 | 0 | 9.9933 | 2.5 | 0.549 | 1.951 | 20 | 1.3121 | 0 | 0.24162 | 0.24162 | 0.549 | -0.30738 | 18.5946 | 0.12681 | 0 | 7.6218 | 2.5 | 0.549 | 1.951 | 20 | 1.3121 | 0
[5 empty] | 2022-11-22 | 6.4768 | 2.5 | 0.549 | 1.951 | 20 | 1.3121 | 0 | 0 | 0 | 0.549 | -0.549 | 17.255 | 0 | 0 | 2.2022 | 2.2022 | 0.549 | 1.6532 | 20 | 1.1558 | 0 | 0 | 0 | 0.549 | -0.549 | 18.0456 | 0 | 0 | 4.7233 | 2.5 | 0.549 | 1.951 | 20 | 1.3121 | 0
[5 empty] | 2022-11-23 | 3.8456 | 2.5 | 0.549 | 1.951 | 20 | 1.3121 | 0 | 0 | 0 | 0.549 | -0.549 | 16.706 | 0 | 0 | 5.6593 | 2.5 | 0.549 | 1.951 | 20 | 1.3121 | 0 | 0 | 0 | 0.549 | -0.549 | 17.4966 | 0 | 0 | 2.8789 | 2.5 | 0.549 | 1.951 | 20 | 1.3121 | 0
[5 empty] | 2022-11-24 | 15.3318 | 2.5 | 0.549 | 1.951 | 20 | 1.3121 | 0 | 0 | 0 | 0.549 | -0.549 | 16.157 | 0 | 0 | 10.6527 | 2.5 | 0.549 | 1.951 | 20 | 1.3121 | 0 | 2.2391 | 2.2391 | 0.549 | 1.6901 | 19.1867 | 1.1751 | 0 | 7.2977 | 2.5 | 0.549 | 1.951 | 20 | 1.3121 | 0
[5 empty] | 2022-11-25 | 3.795 | 2.5 | 0.549 | 1.951 | 20 | 1.3121 | 0 | 0 | 0 | 0.549 | -0.549 | 15.608 | 0 | 0 | 4.825 | 2.5 | 0.549 | 1.951 | 20 | 1.3121 | 0 | 0 | 0 | 0.549 | -0.549 | 18.6377 | 0 | 0 | 6.8803 | 2.5 | 0.549 | 1.951 | 20 | 1.3121 | 0
[5 empty] | 2022-11-26 | 10.879 | 2.5 | 0.549 | 1.951 | 20 | 1.3121 | 0 | 0 | 0 | 0.549 | -0.549 | 15.059 | 0 | 0 | 7.9889 | 2.5 | 0.549 | 1.951 | 20 | 1.3121 | 0 | 1.0659 | 1.0659 | 0.549 | 0.51695 | 19.1546 | 0.55945 | 0 | 10.1265 | 2.5 | 0.549 | 1.951 | 20 | 1.3121 | 0
[5 empty] | 2022-11-27 | 3.795 | 2.5 | 0.549 | 1.951 | 20 | 1.3121 | 0 | 0 | 0 | 0.549 | -0.549 | 14.51 | 0 | 0 | 0.21385 | 0.21385 | 0.549 | -0.33515 | 19.6648 | 0.11223 | 0 | 0 | 0 | 0.549 | -0.549 | 18.6056 | 0 | 0 | 0.25322 | 0.25322 | 0.549 | -0.29578 | 19.7042 | 0.1329 | 0
[5 empty] | 2022-11-28 | 0 | 0 | 0.549 | -0.549 | 19.451 | 0 | 0 | 0 | 0 | 0.549 | -0.549 | 13.961 | 0 | 0 | 0.77498 | 0.77498 | 0.549 | 0.22598 | 19.8908 | 0.40674 | 0 | 0 | 0 | 0.549 | -0.549 | 18.0566 | 0 | 0 | 0 | 0 | 0.549 | -0.549 | 19.1552 | 0 | 0
[5 empty] | 2022-11-29 | 0 | 0 | 0.549 | -0.549 | 18.902 | 0 | 0 | 0 | 0 | 0.549 | -0.549 | 13.412 | 0 | 0 | 0 | 0 | 0.549 | -0.549 | 19.3418 | 0 | 0 | 0 | 0 | 0.549 | -0.549 | 17.5076 | 0 | 0 | 0 | 0 | 0.549 | -0.549 | 18.6062 | 0 | 0
[5 empty] | 2022-11-30 | 0 | 0 | 0.549 | -0.549 | 18.353 | 0 | 0 | 3.289 | 2.5 | 0.549 | 1.951 | 15.363 | 1.3121 | 0 | 0 | 0 | 0.549 | -0.549 | 18.7928 | 0 | 0 | 4.4323 | 2.5 | 0.549 | 1.951 | 19.4586 | 1.3121 | 0 | 2.4913 | 2.4913 | 0.549 | 1.9423 | 20 | 1.3075 | 0
[5 empty] | 2022-12-01 | 0 | 0 | 0.549 | -0.549 | 17.804 | 0 | 0 | 8.7538 | 2.5 | 0.549 | 1.951 | 17.314 | 1.3121 | 0 | 1.3804 | 1.3804 | 0.549 | 0.83138 | 19.6242 | 0.72447 | 0 | 4.3498 | 2.5 | 0.549 | 1.951 | 20 | 1.3121 | 0 | 1.565 | 1.565 | 0.549 | 1.016 | 20 | 0.82138 | 0
[5 empty] | 2022-12-02 | 0 | 0 | 0.549 | -0.549 | 17.255 | 0 | 0 | 6.9322 | 2.5 | 0.549 | 1.951 | 19.265 | 1.3121 | 0 | 0 | 0 | 0.549 | -0.549 | 19.0752 | 0 | 0 | 5.6517 | 2.5 | 0.549 | 1.951 | 20 | 1.3121 | 0 | 0 | 0 | 0.549 | -0.549 | 19.451 | 0 | 0
[5 empty] | 2022-12-03 | 0 | 0 | 0.549 | -0.549 | 16.706 | 0 | 0 | 8.2478 | 2.5 | 0.549 | 1.951 | 20 | 1.3121 | 0 | 0 | 0 | 0.549 | -0.549 | 18.5262 | 0 | 0 | 10.749 | 2.5 | 0.549 | 1.951 | 20 | 1.3121 | 0 | 0.82264 | 0.82264 | 0.549 | 0.27364 | 19.7246 | 0.43175 | 0
[5 empty] | 2022-12-04 | 0.3036 | 0.3036 | 0.549 | -0.2454 | 16.4606 | 0.15934 | 0 | 6.8816 | 2.5 | 0.549 | 1.951 | 20 | 1.3121 | 0 | 0 | 0 | 0.549 | -0.549 | 17.9772 | 0 | 0 | 4.7278 | 2.5 | 0.549 | 1.951 | 20 | 1.3121 | 0 | 0 | 0 | 0.549 | -0.549 | 19.1756 | 0 | 0
[5 empty] | 2022-12-05 | 11.4862 | 2.5 | 0.549 | 1.951 | 18.4116 | 1.3121 | 0 | 8.5514 | 2.5 | 0.549 | 1.951 | 20 | 1.3121 | 0 | 13.1067 | 2.5 | 0.549 | 1.951 | 19.9282 | 1.3121 | 0 | 3.6627 | 2.5 | 0.549 | 1.951 | 20 | 1.3121 | 0 | 10.6409 | 2.5 | 0.549 | 1.951 | 20 | 1.3121 | 0
[5 empty] | 2022-12-06 | 0.2024 | 0.2024 | 0.549 | -0.3466 | 18.065 | 0.10623 | 0 | 5.6672 | 2.5 | 0.549 | 1.951 | 20 | 1.3121 | 0 | 2.7435 | 2.5 | 0.549 | 1.951 | 20 | 1.3121 | 0 | 8.0834 | 2.5 | 0.549 | 1.951 | 20 | 1.3121 | 0 | 0.94287 | 0.94287 | 0.549 | 0.39387 | 20 | 0.49485 | 0
[5 empty] | 2022-12-07 | 3.8456 | 2.5 | 0.549 | 1.951 | 20 | 1.3121 | 0 | 9.4116 | 2.5 | 0.549 | 1.951 | 20 | 1.3121 | 0 | 1.7725 | 1.7725 | 0.549 | 1.2235 | 20 | 0.93027 | 0 | 5.4849 | 2.5 | 0.549 | 1.951 | 20 | 1.3121 | 0 | 3.3228 | 2.5 | 0.549 | 1.951 | 20 | 1.3121 | 0
[5 empty] | 2022-12-08 | 12.2958 | 2.5 | 0.549 | 1.951 | 20 | 1.3121 | 0 | 6.831 | 2.5 | 0.549 | 1.951 | 20 | 1.3121 | 0 | 12.607 | 2.5 | 0.549 | 1.951 | 20 | 1.3121 | 0 | 4.4704 | 2.5 | 0.549 | 1.951 | 20 | 1.3121 | 0 | 8.4767 | 2.5 | 0.549 | 1.951 | 20 | 1.3121 | 0
[5 empty] | 2022-12-09 | 8.6526 | 2.5 | 0.549 | 1.951 | 20 | 1.3121 | 0 | 1.2144 | 1.2144 | 0.549 | 0.6654 | 20 | 0.63736 | 0 | 6.3063 | 2.5 | 0.549 | 1.951 | 20 | 1.3121 | 0 | 0 | 0 | 0.549 | -0.549 | 19.451 | 0 | 0 | 4.7779 | 2.5 | 0.549 | 1.951 | 20 | 1.3121 | 0
[5 empty] | 2022-12-10 | 1.1132 | 1.1132 | 0.549 | 0.5642 | 20 | 0.58425 | 0 | 3.0866 | 2.5 | 0.549 | 1.951 | 20 | 1.3121 | 0 | 1.4867 | 1.4867 | 0.549 | 0.93768 | 20 | 0.78026 | 0 | 3.5572 | 2.5 | 0.549 | 1.951 | 20 | 1.3121 | 0 | 0 | 0 | 0.549 | -0.549 | 19.451 | 0 | 0
[5 empty] | 2022-12-11 | 4.5034 | 2.5 | 0.549 | 1.951 | 20 | 1.3121 | 0 | 0.8602 | 0.8602 | 0.549 | 0.3112 | 20 | 0.45146 | 0 | 4.0016 | 2.5 | 0.549 | 1.951 | 20 | 1.3121 | 0 | 0 | 0 | 0.549 | -0.549 | 19.451 | 0 | 0 | 1.1817 | 1.1817 | 0.549 | 0.63266 | 20 | 0.62018 | 0
[5 empty] | 2022-12-12 | 0.3542 | 0.3542 | 0.549 | -0.1948 | 19.8052 | 0.1859 | 0 | 6.0214 | 2.5 | 0.549 | 1.951 | 20 | 1.3121 | 0 | 1.8401 | 1.8401 | 0.549 | 1.2911 | 20 | 0.96577 | 0 | 4.7643 | 2.5 | 0.549 | 1.951 | 20 | 1.3121 | 0 | 3.4926 | 2.5 | 0.549 | 1.951 | 20 | 1.3121 | 0
[5 empty] | 2022-12-13 | 0.253 | 0.253 | 0.549 | -0.296 | 19.5092 | 0.13278 | 0 | 0 | 0 | 0.549 | -0.549 | 19.451 | 0 | 0 | 0 | 0 | 0.549 | -0.549 | 19.451 | 0 | 0 | 1.4736 | 1.4736 | 0.549 | 0.9246 | 20 | 0.7734 | 0 | 0.16957 | 0.16957 | 0.549 | -0.37943 | 19.6206 | 0.088997 | 0
[5 empty] | 2022-12-14 | 0 | 0 | 0.549 | -0.549 | 18.9602 | 0 | 0 | 0.6072 | 0.6072 | 0.549 | 0.0582 | 19.5092 | 0.31868 | 0 | 0 | 0 | 0.549 | -0.549 | 18.902 | 0 | 0 | 1.6749 | 1.6749 | 0.549 | 1.1259 | 20 | 0.87905 | 0 | 0.86672 | 0.86672 | 0.549 | 0.31772 | 19.9383 | 0.45489 | 0
[5 empty] | 2022-12-15 | 2.277 | 2.277 | 0.549 | 1.728 | 20 | 1.1951 | 0 | 0.759 | 0.759 | 0.549 | 0.21 | 19.7192 | 0.39835 | 0 | 4.1202 | 2.5 | 0.549 | 1.951 | 20 | 1.3121 | 0 | 1.3548 | 1.3548 | 0.549 | 0.80581 | 20 | 0.71106 | 0 | 1.8846 | 1.8846 | 0.549 | 1.3356 | 20 | 0.9891 | 0
[5 empty] | 2022-12-16 | 5.1106 | 2.5 | 0.549 | 1.951 | 20 | 1.3121 | 0 | 0.5566 | 0.5566 | 0.549 | 0.0076 | 19.7268 | 0.29212 | 0 | 5.1537 | 2.5 | 0.549 | 1.951 | 20 | 1.3121 | 0 | 0.15285 | 0.15285 | 0.549 | -0.39615 | 19.6038 | 0.08022 | 0 | 6.9815 | 2.5 | 0.549 | 1.951 | 20 | 1.3121 | 0
[5 empty] | 2022-12-17 | 0.2024 | 0.2024 | 0.549 | -0.3466 | 19.6534 | 0.10623 | 0 | 5.5154 | 2.5 | 0.549 | 1.951 | 20 | 1.3121 | 0 | 0 | 0 | 0.549 | -0.549 | 19.451 | 0 | 0 | 5.0293 | 2.5 | 0.549 | 1.951 | 20 | 1.3121 | 0 | 1.0071 | 1.0071 | 0.549 | 0.45806 | 20 | 0.52854 | 0
[5 empty] | 2022-12-18 | 6.2238 | 2.5 | 0.549 | 1.951 | 20 | 1.3121 | 0 | 6.4515 | 2.5 | 0.549 | 1.951 | 20 | 1.3121 | 0 | 1.4425 | 1.4425 | 0.549 | 0.89349 | 20 | 0.75707 | 0 | 8.6432 | 2.5 | 0.549 | 1.951 | 20 | 1.3121 | 0 | 0.77377 | 0.77377 | 0.549 | 0.22477 | 20 | 0.4061 | 0
[5 empty] | 2022-12-19 | 0 | 0 | 0.549 | -0.549 | 19.451 | 0 | 0 | 8.0454 | 2.5 | 0.549 | 1.951 | 20 | 1.3121 | 0 | 0.9457 | 0.9457 | 0.549 | 0.3967 | 20 | 0.49634 | 0 | 3.7463 | 2.5 | 0.549 | 1.951 | 20 | 1.3121 | 0 | 1.0141 | 1.0141 | 0.549 | 0.46506 | 20 | 0.53221 | 0
[5 empty] | 2022-12-20 | 0 | 0 | 0.549 | -0.549 | 18.902 | 0 | 0 | 5.7178 | 2.5 | 0.549 | 1.951 | 20 | 1.3121 | 0 | 0 | 0 | 0.549 | -0.549 | 19.451 | 0 | 0 | 1.7732 | 1.7732 | 0.549 | 1.2242 | 20 | 0.93062 | 0 | 0 | 0 | 0.549 | -0.549 | 19.451 | 0 | 0
[5 empty] | 2022-12-21 | 2.2264 | 2.2264 | 0.549 | 1.6774 | 20 | 1.1685 | 0 | 2.277 | 2.277 | 0.549 | 1.728 | 20 | 1.1951 | 0 | 3.8736 | 2.5 | 0.549 | 1.951 | 20 | 1.3121 | 0 | 0 | 0 | 0.549 | -0.549 | 19.451 | 0 | 0 | 0 | 0 | 0.549 | -0.549 | 18.902 | 0 | 0
[5 empty] | 2022-12-22 | 2.9348 | 2.5 | 0.549 | 1.951 | 20 | 1.3121 | 0 | 9.0574 | 2.5 | 0.549 | 1.951 | 20 | 1.3121 | 0 | 1.6689 | 1.6689 | 0.549 | 1.1199 | 20 | 0.87588 | 0 | 8.3879 | 2.5 | 0.549 | 1.951 | 20 | 1.3121 | 0 | 3.8124 | 2.5 | 0.549 | 1.951 | 20 | 1.3121 | 0
[5 empty] | 2022-12-23 | 2.53 | 2.5 | 0.549 | 1.951 | 20 | 1.3121 | 0 | 2.3782 | 2.3782 | 0.549 | 1.8292 | 20 | 1.2482 | 0 | 0 | 0 | 0.549 | -0.549 | 19.451 | 0 | 0 | 0 | 0 | 0.549 | -0.549 | 19.451 | 0 | 0 | 2.5429 | 2.5 | 0.549 | 1.951 | 20 | 1.3121 | 0
[5 empty] | 2022-12-24 | 0.5566 | 0.5566 | 0.549 | 0.0076 | 20 | 0.29212 | 0 | 0 | 0 | 0.549 | -0.549 | 19.451 | 0 | 0 | 0 | 0 | 0.549 | -0.549 | 18.902 | 0 | 0 | 0 | 0 | 0.549 | -0.549 | 18.902 | 0 | 0 | 0 | 0 | 0.549 | -0.549 | 19.451 | 0 | 0
[5 empty] | 2022-12-25 | 0.1518 | 0.1518 | 0.549 | -0.3972 | 19.6028 | 0.07967 | 0 | 0 | 0 | 0.549 | -0.549 | 18.902 | 0 | 0 | 0 | 0 | 0.549 | -0.549 | 18.353 | 0 | 0 | 0 | 0 | 0.549 | -0.549 | 18.353 | 0 | 0 | 0 | 0 | 0.549 | -0.549 | 18.902 | 0 | 0
[5 empty] | 2022-12-26 | 2.5806 | 2.5 | 0.549 | 1.951 | 20 | 1.3121 | 0 | 6.6286 | 2.5 | 0.549 | 1.951 | 20 | 1.3121 | 0 | 0.23536 | 0.23536 | 0.549 | -0.31364 | 18.0394 | 0.12353 | 0 | 2.6467 | 2.5 | 0.549 | 1.951 | 20 | 1.3121 | 0 | 0 | 0 | 0.549 | -0.549 | 18.353 | 0 | 0
[5 empty] | 2022-12-27 | 1.3662 | 1.3662 | 0.549 | 0.8172 | 20 | 0.71703 | 0 | 0.4048 | 0.4048 | 0.549 | -0.1442 | 19.8558 | 0.21245 | 0 | 0 | 0 | 0.549 | -0.549 | 17.4904 | 0 | 0 | 2.7793 | 2.5 | 0.549 | 1.951 | 20 | 1.3121 | 0 | 1.3922 | 1.3922 | 0.549 | 0.84322 | 19.1962 | 0.73069 | 0
[5 empty] | 2022-12-28 | 0 | 0 | 0.549 | -0.549 | 19.451 | 0 | 0 | 0.0506 | 0.0506 | 0.549 | -0.4984 | 19.3574 | 0.026557 | 0 | 0 | 0 | 0.549 | -0.549 | 16.9414 | 0 | 0 | 0 | 0 | 0.549 | -0.549 | 19.451 | 0 | 0 | 1.0047 | 1.0047 | 0.549 | 0.45567 | 19.6519 | 0.52729 | 0
[5 empty] | 2022-12-29 | 0 | 0 | 0.549 | -0.549 | 18.902 | 0 | 0 | 0 | 0 | 0.549 | -0.549 | 18.8084 | 0 | 0 | 1.0883 | 1.0883 | 0.549 | 0.53932 | 17.4807 | 0.57119 | 0 | 0 | 0 | 0.549 | -0.549 | 18.902 | 0 | 0 | 1.7961 | 1.7961 | 0.549 | 1.2471 | 20 | 0.94265 | 0
[5 empty] | 2022-12-30 | 0 | 0 | 0.549 | -0.549 | 18.353 | 0 | 0 | 0 | 0 | 0.549 | -0.549 | 18.2594 | 0 | 0 | 0 | 0 | 0.549 | -0.549 | 16.9317 | 0 | 0 | 0 | 0 | 0.549 | -0.549 | 18.353 | 0 | 0 | 0 | 0 | 0.549 | -0.549 | 19.451 | 0 | 0
[5 empty] | 2022-12-31 | 0 | 0 | 0.549 | -0.549 | 17.804 | 0 | 0 | 0 | 0 | 0.549 | -0.549 | 17.7104 | 0 | 0 | 0 | 0 | 0.549 | -0.549 | 16.3827 | 0 | 0 | 0 | 0 | 0.549 | -0.549 | 17.804 | 0 | 0 | 0 | 0 | 0.549 | -0.549 | 18.902 | 0 | 0

## Pumps
Constants |  |  | Pump A |  |  | Pump B |  |  | Pump B
|  |  | a | -0.0172 |  | a | -0.0039 |  | a | -0.0151
Consumption | 0.549 | m^3 | b | -0.3605 |  | b | -0.096 |  | b | -0.5516
Catchment Area | 253 | m^2 | c | 150.9 |  | c | 273.86 |  | c | 356.8
Collection Tank | 2.5 | m^3
Storage Tank Volume | 20 | m^3 | Quad_A | 58314.278 |  | Quad_A | 53588.7114 |  | Quad_A | 57568.1359
Cf total up to storage | 2503.1901 |  | Quad_B | 9298.455 |  | Quad_B | 4312.7474 |  | Quad_B | 12900.6051
K | 10 |  | Quad_C | 20775 |  | Quad_C | -102185 |  | Quad_C | -185125
rho | 1000 | kg/m^3
g | 9.81 | m/s^2 | v | #NUM! | m/s | v | 1.3412 | m/s | v | 1.6847 | m/s
f | 0.05 |  | Pump rate (hours) | #NUM! | m^3/hour | Pump rate (hours) | 1.5169 | m^3/hour | Pump rate (hours) | 1.9054 | m^3/hour
|  |  | m^3/day | #NUM! |  | m^3/day | 36.4055 |  | m^3/day | 45.7285 | m^3/day
Water Height | 17.5 | m | Flow rate L/min | #NUM! | L/min
Pipe Length | 37.7624 | m
Pipe Diameter | 0.02 | m^2 | Pressure | #NUM! |  | Pressure | 268.9402 |  | Pressure | 324.056
Pipe Area | 0.00031416 | m^2 | Also pressure | #NUM! |  |  | 268940.2484 |  |  | 324056.034
Pipe Area with unit conv | 18.8496 | dm^3*s/(m*min) | Pressure Losses total | #NUM! |  | Pressure Losses total | 97265.2484 |  | Pressure Losses total | 152381.034
Test Case stuff below. Not needed anymore but keeping just in case. Should not be connected to anything
|  |  | Quad_A test | 52203.019
|  |  | Quad_B test | 2503.1901
|  |  | Quad_C test | 46075
|  |  | v | #NUM!
|  |  | Pump rate (hours) | #NUM!
|  |  | m^3/day | #NUM!
|  |  | pressure losses test case | #NUM!
|  |  | Pressure check | #NUM!

## Location
Site Topography Location | m | Y-Location | Elevation(X direction) | Elevation
X Location | 25 | 25 | -5 | 15
Y Location | -24 | 20 | 0
|  | 15 | 7.5
|  | 10 | 7.5
|  | 5 | 7.5
|  | 0 | 7.5
|  | -5 | 5
|  | -10 | 5
|  | -15 | 5
|  | -20 | 7.5
|  | -25 | 15

## Power System Selection
OPTION-1
Solar |  |  |  |  | Components needed
Component | HES-260 | SW-80 | HES-305P |  | Number of panels needed | 20
Area (m^2) | 1.6 | 0.62 | 2 |  | Type of Panel | SW-80
Initial Cost | 500 | 205 | 450 |  | Number of batteries | 0
Efficiency | 17% | 15% | 13% |  | Number of Invertor | 0
GHG Emissions (from production) (kgCO2e) | 496 | 192 | 620
Maintenance | 4 times a year
Solar Energy Available (W/m^2) | 350 |  |  |  | Total Area of Panels | 12.4
Batteries |  |  |  |  | Total Power from Solar Panels | 13020
Voltage (V) | 12
Energy Storage (Wh) | 2000
Cost | 390
Efficiency | 96%
GHG Emissions (kgCO2e) | 240
DC-AC Power Invertor |  |  |  |  | Generator Energy |  |  |  | Solar Energy
Voltage (V) | 12 |  |  |  | Diesel Needed per Year | 98.9869 | L diesel/year |  | Total Energy Required | 4621369.3617 | J/day
Power (W) | 2800 |  |  |  | Refuelling maintenance | 0.98987 | opertaions/year |  | Required Energy | 5450550.7455 | J/day
Cost | 2369 |  |  |  | Maintenance needed | 0.39595 | opertions/year |  | Capable of Supplying? (y/n) | y
Efficiency | 92% |  |  |  | Total Maintenance for Generator Use | 1.3858 | operations/year |  | Energy per battery | 7200000
GHG Emissions (kgCO2e) | 100 | [7 empty] | Number of batteries | 3
TOTAL COST | 4100 |  |  |  | Calculations over 5 years |  |  |  | Energy in batteries | 21600000
TOTAL MAINTENANCE (per year) |  |  |  |  | Diesel Used | 494.9344 |  |  | Meets needs? | y
[5 empty] | Refuels | 4.9493
[5 empty] | oil changes | 1.9797
TOTAL ENERGY CONSUMPTION |  |  |  |  | Total Maintenance | 6.5331
OPTION-2 |  |  |  |  | Maintenance per year | 1.3066
Generator
Power (W) | 5000
Cost | 3250
Efficiency | 35%
Energy in Fuel (J/L) | 40000000
Maintenance (every 250 hours)
Cost of oil change | 50
Refuelling Maintenace (every 100L)
GHG Emissions to build (kgCO2e) | 1250
Cost of Diesel (100L Shipments) | 325
GHG Emissions (kgCO2e) per Litre | 3.25
TOTAL COST | 3250
Maintenance Costs | 0
Ozone Calculations |  |  |  | UV Energy Calculations
Max Daily Energy Required | 25 | MJ |  | Energy Required per day (24 hrs running) | 3110400 | J/day
|  |  |  | Energy supplied by battery | 3240000 | J/day
Solar Energy Calculations |  |  |  | Energy supplied by generator | 3375000 | J/day
Solar Intensity | 350 | W/m^2
Daylight Fluctuation
| Daylight | Energy Collected | Electrical Energy | Energy Difference
| hrs | J/day | J/day | J
January | 8 | 80640000 | 13708800 | 8258249.2545
February | 10 | 100800000 | 17136000 | 11685449.2545
March | 12 | 120960000 | 20563200 | 15112649.2545
April | 13.5 | 136080000 | 23133600 | 17683049.2545
May | 15 | 151200000 | 25704000 | 20253449.2545
June | 16 | 161280000 | 27417600 | 21967049.2545
July | 15.5 | 156240000 | 26560800 | 21110249.2545
August | 14.5 | 146160000 | 24847200 | 19396649.2545
September | 12.5 | 126000000 | 21420000 | 15969449.2545
October | 11 | 110880000 | 18849600 | 13399049.2545
November | 9 | 90720000 | 15422400 | 9971849.2545
December | 7.5 | 75600000 | 12852000 | 7401449.2545
| RAINWATER DATA | [5 empty] | MECHANICAL ENERGY |  |  |  |  | ELECTRICAL ENERGY (Pump) |  |  |  |  | TOTAL ELECTRICAL ENERGY (Pump, Ozone?, UV) | [5 empty] | Diesel needed |  |  |  |  | Total Diesel Fuel: | 494.9344 | Solar Electrical Energy Produced
Daily Data | Year 1 | Year 2 | Year 3 | Year 4 | Year 5 |  | Year 1 | Year 2 | Year 3 | Year 4 | Year 5 | Year 1 | Year 2 | Year 3 | Year 4 | Year 5 | Year 1 | Year 2 | Year 3 | Year 4 | Year 5 |  | Year 1 | Year 2 | Year 3 | Year 4 | Year 5 |  |  | Year 1 | Year 2 | Year 3 | Year 4 | Year 5
| L | L | L | L | L |  | J | J | J | J | J | J | J | J | J | J | J | J | J | J | J |  | L | L | L | L | L |  |  | J | J | J | J | J
2022-01-01 | 2500 | 1973.4 | 2500 | 618.6405 | 2500 |  | 810140.0851 | 639492.1776 | 810140.0851 | 200474.1916 | 810140.0851 | 1246369.3617 | 983834.1194 | 1246369.3617 | 308421.8332 | 1246369.3617 | 1246369.3617 | 4358834.1194 | 4621369.3617 | 3683421.8332 | 4621369.3617 |  | 0.089026 | 0.31135 | 0.3301 | 0.2631 | 0.3301 |  |  | 13708800 | 13708800 | 13708800 | 13708800 | 13708800
2022-01-02 | 2500 | 253 | 2500 | 0 | 2500 |  | 810140.0851 | 81986.1766 | 810140.0851 | 0 | 810140.0851 | 1246369.3617 | 126132.5794 | 1246369.3617 | 0 | 1246369.3617 | 1246369.3617 | 3501132.5794 | 4621369.3617 | 3375000 | 4621369.3617 |  | 0.089026 | 0.25008 | 0.3301 | 0.24107 | 0.3301 |  |  | 13708800 | 13708800 | 13708800 | 13708800 | 13708800
2022-01-03 | 0 | 2500 | 1790.7491 | 2500 | 0 |  | 0 | 810140.0851 | 580303.0614 | 810140.0851 | 0 | 0 | 1246369.3617 | 892773.9405 | 1246369.3617 | 0 | 0 | 4621369.3617 | 4267773.9405 | 4621369.3617 | 3375000 |  | 0 | 0.3301 | 0.30484 | 0.3301 | 0.24107 |  |  | 13708800 | 13708800 | 13708800 | 13708800 | 13708800
2022-01-04 | 0 | 2500 | 0 | 2500 | 129.1218 |  | 0 | 810140.0851 | 0 | 810140.0851 | 41842.6959 | 0 | 1246369.3617 | 0 | 1246369.3617 | 64373.3783 | 0 | 4621369.3617 | 3375000 | 4621369.3617 | 3439373.3783 |  | 0 | 0.3301 | 0.24107 | 0.3301 | 0.24567 |  |  | 13708800 | 13708800 | 13708800 | 13708800 | 13708800
2022-01-05 | 0 | 2500 | 0 | 2500 | 0 |  | 0 | 810140.0851 | 0 | 810140.0851 | 0 | 0 | 1246369.3617 | 0 | 1246369.3617 | 0 | 0 | 4621369.3617 | 3375000 | 4621369.3617 | 3375000 |  | 0 | 0.3301 | 0.24107 | 0.3301 | 0.24107 |  |  | 13708800 | 13708800 | 13708800 | 13708800 | 13708800
2022-01-06 | 1265 | 708.4 | 0 | 0 | 2347.4682 |  | 409930.8831 | 229561.2945 | 0 | 0 | 760711.2356 | 630662.897 | 353171.2223 | 0 | 0 | 1170324.9778 | 630662.897 | 3728171.2223 | 3375000 | 3375000 | 4545324.9778 |  | 0.045047 | 0.2663 | 0.24107 | 0.24107 | 0.32467 |  |  | 13708800 | 13708800 | 13708800 | 13708800 | 13708800
2022-01-07 | 2500 | 0 | 2500 | 0 | 2500 |  | 810140.0851 | 0 | 810140.0851 | 0 | 810140.0851 | 1246369.3617 | 0 | 1246369.3617 | 0 | 1246369.3617 | 1246369.3617 | 3375000 | 4621369.3617 | 3375000 | 4621369.3617 |  | 0.089026 | 0.24107 | 0.3301 | 0.24107 | 0.3301 |  |  | 13708800 | 13708800 | 13708800 | 13708800 | 13708800
2022-01-08 | 2500 | 0 | 2500 | 485.7649 | 2500 |  | 810140.0851 | 0 | 810140.0851 | 157415.0408 | 810140.0851 | 1246369.3617 | 0 | 1246369.3617 | 242176.9859 | 1246369.3617 | 1246369.3617 | 3375000 | 4621369.3617 | 3617176.9859 | 4621369.3617 |  | 0.089026 | 0.24107 | 0.3301 | 0.25837 | 0.3301 |  |  | 13708800 | 13708800 | 13708800 | 13708800 | 13708800
2022-01-09 | 2500 | 202.4 | 2500 | 0 | 2500 |  | 810140.0851 | 65588.9413 | 810140.0851 | 0 | 810140.0851 | 1246369.3617 | 100906.0635 | 1246369.3617 | 0 | 1246369.3617 | 1246369.3617 | 3475906.0635 | 4621369.3617 | 3375000 | 4621369.3617 |  | 0.089026 | 0.24828 | 0.3301 | 0.24107 | 0.3301 |  |  | 13708800 | 13708800 | 13708800 | 13708800 | 13708800
2022-01-10 | 2500 | 0 | 2500 | 0 | 2500 |  | 810140.0851 | 0 | 810140.0851 | 0 | 810140.0851 | 1246369.3617 | 0 | 1246369.3617 | 0 | 1246369.3617 | 1246369.3617 | 3375000 | 4621369.3617 | 3375000 | 4621369.3617 |  | 0.089026 | 0.24107 | 0.3301 | 0.24107 | 0.3301 |  |  | 13708800 | 13708800 | 13708800 | 13708800 | 13708800
2022-01-11 | 2500 | 0 | 2500 | 2204.253 | 2500 |  | 810140.0851 | 0 | 810140.0851 | 714301.4692 | 810140.0851 | 1246369.3617 | 0 | 1246369.3617 | 1098925.3373 | 1246369.3617 | 1246369.3617 | 3375000 | 4621369.3617 | 4473925.3373 | 4621369.3617 |  | 0.089026 | 0.24107 | 0.3301 | 0.31957 | 0.3301 |  |  | 13708800 | 13708800 | 13708800 | 13708800 | 13708800
2022-01-12 | 2500 | 0 | 2500 | 0 | 2500 |  | 810140.0851 | 0 | 810140.0851 | 0 | 810140.0851 | 1246369.3617 | 0 | 1246369.3617 | 0 | 1246369.3617 | 1246369.3617 | 3375000 | 4621369.3617 | 3375000 | 4621369.3617 |  | 0.089026 | 0.24107 | 0.3301 | 0.24107 | 0.3301 |  |  | 13708800 | 13708800 | 13708800 | 13708800 | 13708800
2022-01-13 | 2428.8 | 0 | 2500 | 314.0067 | 2500 |  | 787067.2955 | 0 | 810140.0851 | 101755.7781 | 810140.0851 | 1210872.7623 | 0 | 1246369.3617 | 156547.3509 | 1246369.3617 | 1210872.7623 | 3375000 | 4621369.3617 | 3531547.3509 | 4621369.3617 |  | 0.086491 | 0.24107 | 0.3301 | 0.25225 | 0.3301 |  |  | 13708800 | 13708800 | 13708800 | 13708800 | 13708800
2022-01-14 | 1467.4 | 101.2 | 0 | 413.6944 | 82.798 |  | 475519.8244 | 32794.4706 | 0 | 134060.1733 | 26831.1859 | 731568.9605 | 50453.0318 | 0 | 206246.4205 | 41278.7475 | 731568.9605 | 3425453.0318 | 3375000 | 3581246.4205 | 3416278.7475 |  | 0.052255 | 0.24468 | 0.24107 | 0.2558 | 0.24402 |  |  | 13708800 | 13708800 | 13708800 | 13708800 | 13708800
2022-01-15 | 404.8 | 2500 | 106.474 | 2500 | 1706.9805 |  | 131177.8826 | 810140.0851 | 34503.5405 | 810140.0851 | 553157.3294 | 201812.127 | 1246369.3617 | 53082.37 | 1246369.3617 | 851011.2761 | 201812.127 | 4621369.3617 | 3428082.37 | 4621369.3617 | 4226011.2761 |  | 0.014415 | 0.3301 | 0.24486 | 0.3301 | 0.30186 |  |  | 13708800 | 13708800 | 13708800 | 13708800 | 13708800
2022-01-16 | 202.4 | 1518 | 930.6137 | 511.0785 | 0 |  | 65588.9413 | 491917.0597 | 301570.9813 | 165618.0597 | 0 | 100906.0635 | 756795.4764 | 463955.3559 | 254797.0149 | 0 | 100906.0635 | 4131795.4764 | 3838955.3559 | 3629797.0149 | 3375000 |  | 0.0072076 | 0.29513 | 0.27421 | 0.25927 | 0.24107 |  |  | 13708800 | 13708800 | 13708800 | 13708800 | 13708800
2022-01-17 | 0 | 2500 | 0 | 2500 | 0 |  | 0 | 810140.0851 | 0 | 810140.0851 | 0 | 0 | 1246369.3617 | 0 | 1246369.3617 | 0 | 0 | 4621369.3617 | 3375000 | 4621369.3617 | 3375000 |  | 0 | 0.3301 | 0.24107 | 0.3301 | 0.24107 |  |  | 13708800 | 13708800 | 13708800 | 13708800 | 13708800
2022-01-18 | 657.8 | 2500 | 0 | 2500 | 2410.7617 |  | 213164.0592 | 810140.0851 | 0 | 810140.0851 | 781221.8606 | 327944.7065 | 1246369.3617 | 0 | 1246369.3617 | 1201879.7855 | 327944.7065 | 4621369.3617 | 3375000 | 4621369.3617 | 4576879.7855 |  | 0.023425 | 0.3301 | 0.24107 | 0.3301 | 0.32692 |  |  | 13708800 | 13708800 | 13708800 | 13708800 | 13708800
2022-01-19 | 253 | 657.8 | 0 | 329.8217 | 0 |  | 81986.1766 | 213164.0592 | 0 | 106880.7009 | 0 | 126132.5794 | 327944.7065 | 0 | 164431.8476 | 0 | 126132.5794 | 3702944.7065 | 3375000 | 3539431.8476 | 3375000 |  | 0.0090095 | 0.2645 | 0.24107 | 0.25282 | 0.24107 |  |  | 13708800 | 13708800 | 13708800 | 13708800 | 13708800
2022-01-20 | 151.8 | 101.2 | 433.6815 | 0 | 0 |  | 49191.706 | 32794.4706 | 140537.0924 | 0 | 0 | 75679.5476 | 50453.0318 | 216210.9113 | 0 | 0 | 75679.5476 | 3425453.0318 | 3591210.9113 | 3375000 | 3375000 |  | 0.0054057 | 0.24468 | 0.25652 | 0.24107 | 0.24107 |  |  | 13708800 | 13708800 | 13708800 | 13708800 | 13708800
2022-01-21 | 202.4 | 2500 | 88.3797 | 2500 | 2500 |  | 65588.9413 | 810140.0851 | 28639.9897 | 810140.0851 | 810140.0851 | 100906.0635 | 1246369.3617 | 44061.5226 | 1246369.3617 | 1246369.3617 | 100906.0635 | 4621369.3617 | 3419061.5226 | 4621369.3617 | 4621369.3617 |  | 0.0072076 | 0.3301 | 0.24422 | 0.3301 | 0.3301 |  |  | 13708800 | 13708800 | 13708800 | 13708800 | 13708800
2022-01-22 | 151.8 | 2500 | 0 | 2500 | 2140.4425 |  | 49191.706 | 810140.0851 | 0 | 810140.0851 | 693623.3236 | 75679.5476 | 1246369.3617 | 0 | 1246369.3617 | 1067112.8056 | 75679.5476 | 4621369.3617 | 3375000 | 4621369.3617 | 4442112.8056 |  | 0.0054057 | 0.3301 | 0.24107 | 0.3301 | 0.31729 |  |  | 13708800 | 13708800 | 13708800 | 13708800 | 13708800
2022-01-23 | 0 | 2500 | 0 | 2500 | 0 |  | 0 | 810140.0851 | 0 | 810140.0851 | 0 | 0 | 1246369.3617 | 0 | 1246369.3617 | 0 | 0 | 4621369.3617 | 3375000 | 4621369.3617 | 3375000 |  | 0 | 0.3301 | 0.24107 | 0.3301 | 0.24107 |  |  | 13708800 | 13708800 | 13708800 | 13708800 | 13708800
2022-01-24 | 0 | 2500 | 0 | 2500 | 0 |  | 0 | 810140.0851 | 0 | 810140.0851 | 0 | 0 | 1246369.3617 | 0 | 1246369.3617 | 0 | 0 | 4621369.3617 | 3375000 | 4621369.3617 | 3375000 |  | 0 | 0.3301 | 0.24107 | 0.3301 | 0.24107 |  |  | 13708800 | 13708800 | 13708800 | 13708800 | 13708800
2022-01-25 | 0 | 455.4 | 0 | 1616.3969 | 0 |  | 0 | 147575.1179 | 0 | 523803.1597 | 0 | 0 | 227038.6429 | 0 | 805851.0149 | 0 | 0 | 3602038.6429 | 3375000 | 4180851.0149 | 3375000 |  | 0 | 0.25729 | 0.24107 | 0.29863 | 0.24107 |  |  | 13708800 | 13708800 | 13708800 | 13708800 | 13708800
2022-01-26 | 0 | 708.4 | 0 | 0 | 0 |  | 0 | 229561.2945 | 0 | 0 | 0 | 0 | 353171.2223 | 0 | 0 | 0 | 0 | 3728171.2223 | 3375000 | 3375000 | 3375000 |  | 0 | 0.2663 | 0.24107 | 0.24107 | 0.24107 |  |  | 13708800 | 13708800 | 13708800 | 13708800 | 13708800
2022-01-27 | 2500 | 708.4 | 1610.4458 | 0 | 2500 |  | 810140.0851 | 229561.2945 | 521874.6795 | 0 | 810140.0851 | 1246369.3617 | 353171.2223 | 802884.1224 | 0 | 1246369.3617 | 1246369.3617 | 3728171.2223 | 4177884.1224 | 3375000 | 4621369.3617 |  | 0.089026 | 0.2663 | 0.29842 | 0.24107 | 0.3301 |  |  | 13708800 | 13708800 | 13708800 | 13708800 | 13708800
2022-01-28 | 0 | 0 | 1083.2481 | 0 | 2500 |  | 0 | 0 | 351033.0876 | 0 | 810140.0851 | 0 | 0 | 540050.904 | 0 | 1246369.3617 | 0 | 3375000 | 3915050.904 | 3375000 | 4621369.3617 |  | 0 | 0.24107 | 0.27965 | 0.24107 | 0.3301 |  |  | 13708800 | 13708800 | 13708800 | 13708800 | 13708800
2022-01-29 | 0 | 0 | 0 | 0 | 620.5738 |  | 0 | 0 | 0 | 0 | 201100.6823 | 0 | 0 | 0 | 0 | 309385.6651 | 0 | 3375000 | 3375000 | 3375000 | 3684385.6651 |  | 0 | 0.24107 | 0.24107 | 0.24107 | 0.26317 |  |  | 13708800 | 13708800 | 13708800 | 13708800 | 13708800
2022-01-30 | 0 | 151.8 | 0 | 2018.0469 | 1004.6119 |  | 0 | 49191.706 | 0 | 653960.2639 | 325550.5509 | 0 | 75679.5476 | 0 | 1006092.7138 | 500847.0014 | 0 | 3450679.5476 | 3375000 | 4381092.7138 | 3875847.0014 |  | 0 | 0.24648 | 0.24107 | 0.31294 | 0.27685 |  |  | 13708800 | 13708800 | 13708800 | 13708800 | 13708800
2022-01-31 | 657.8 | 1467.4 | 0 | 0 | 0 |  | 213164.0592 | 475519.8244 | 0 | 0 | 0 | 327944.7065 | 731568.9605 | 0 | 0 | 0 | 327944.7065 | 4106568.9605 | 3375000 | 3375000 | 3375000 |  | 0.023425 | 0.29333 | 0.24107 | 0.24107 | 0.24107 |  |  | 13708800 | 13708800 | 13708800 | 13708800 | 13708800
2022-02-01 | 657.8 | 2024 | 1338.2215 | 2500 | 2500 |  | 213164.0592 | 655889.4129 | 433658.7373 | 810140.0851 | 810140.0851 | 327944.7065 | 1009060.6352 | 667167.2882 | 1246369.3617 | 1246369.3617 | 3702944.7065 | 4384060.6352 | 4042167.2882 | 4621369.3617 | 4621369.3617 |  | 0.2645 | 0.31315 | 0.28873 | 0.3301 | 0.3301 |  |  | 17136000 | 17136000 | 17136000 | 17136000 | 17136000
2022-02-02 | 0 | 2500 | 0 | 2500 | 0 |  | 0 | 810140.0851 | 0 | 810140.0851 | 0 | 0 | 1246369.3617 | 0 | 1246369.3617 | 0 | 3375000 | 4621369.3617 | 3375000 | 4621369.3617 | 3375000 |  | 0.24107 | 0.3301 | 0.24107 | 0.3301 | 0.24107 |  |  | 17136000 | 17136000 | 17136000 | 17136000 | 17136000
2022-02-03 | 0 | 151.8 | 2303.3831 | 2500 | 1767.5023 |  | 0 | 49191.706 | 746425.1992 | 810140.0851 | 572769.7728 | 0 | 75679.5476 | 1148346.4604 | 1246369.3617 | 881184.2659 | 3375000 | 3450679.5476 | 4523346.4604 | 4621369.3617 | 4256184.2659 |  | 0.24107 | 0.24648 | 0.3231 | 0.3301 | 0.30401 |  |  | 17136000 | 17136000 | 17136000 | 17136000 | 17136000
2022-02-04 | 0 | 2500 | 0 | 2500 | 1926.7927 |  | 0 | 810140.0851 | 0 | 810140.0851 | 624388.816 | 0 | 1246369.3617 | 0 | 1246369.3617 | 960598.1784 | 3375000 | 4621369.3617 | 3375000 | 4621369.3617 | 4335598.1784 |  | 0.24107 | 0.3301 | 0.24107 | 0.3301 | 0.30969 |  |  | 17136000 | 17136000 | 17136000 | 17136000 | 17136000
2022-02-05 | 0 | 2500 | 0 | 2500 | 0 |  | 0 | 810140.0851 | 0 | 810140.0851 | 0 | 0 | 1246369.3617 | 0 | 1246369.3617 | 0 | 3375000 | 4621369.3617 | 3375000 | 4621369.3617 | 3375000 |  | 0.24107 | 0.3301 | 0.24107 | 0.3301 | 0.24107 |  |  | 17136000 | 17136000 | 17136000 | 17136000 | 17136000
2022-02-06 | 0 | 2500 | 0 | 2500 | 0 |  | 0 | 810140.0851 | 0 | 810140.0851 | 0 | 0 | 1246369.3617 | 0 | 1246369.3617 | 0 | 3375000 | 4621369.3617 | 3375000 | 4621369.3617 | 3375000 |  | 0.24107 | 0.3301 | 0.24107 | 0.3301 | 0.24107 |  |  | 17136000 | 17136000 | 17136000 | 17136000 | 17136000
2022-02-07 | 0 | 2500 | 1549.6387 | 2500 | 2350.1783 |  | 0 | 810140.0851 | 502169.7794 | 810140.0851 | 761589.4592 | 0 | 1246369.3617 | 772568.8914 | 1246369.3617 | 1171676.0911 | 3375000 | 4621369.3617 | 4147568.8914 | 4621369.3617 | 4546676.0911 |  | 0.24107 | 0.3301 | 0.29625 | 0.3301 | 0.32476 |  |  | 17136000 | 17136000 | 17136000 | 17136000 | 17136000
2022-02-08 | 0 | 1669.8 | 368.6921 | 2042.8949 | 0 |  | 0 | 541108.7656 | 119476.9019 | 662012.4199 | 0 | 0 | 832475.0241 | 183810.6183 | 1018480.646 | 0 | 3375000 | 4207475.0241 | 3558810.6183 | 4393480.646 | 3375000 |  | 0.24107 | 0.30053 | 0.2542 | 0.31382 | 0.24107 |  |  | 17136000 | 17136000 | 17136000 | 17136000 | 17136000
2022-02-09 | 2500 | 809.6 | 2500 | 0 | 0 |  | 810140.0851 | 262355.7652 | 810140.0851 | 0 | 0 | 1246369.3617 | 403624.2541 | 1246369.3617 | 0 | 0 | 4621369.3617 | 3778624.2541 | 4621369.3617 | 3375000 | 3375000 |  | 0.3301 | 0.2699 | 0.3301 | 0.24107 | 0.24107 |  |  | 17136000 | 17136000 | 17136000 | 17136000 | 17136000
2022-02-10 | 2500 | 50.6 | 2500 | 2500 | 1599.4631 |  | 810140.0851 | 16397.2353 | 810140.0851 | 810140.0851 | 518315.6771 | 1246369.3617 | 25226.5159 | 1246369.3617 | 1246369.3617 | 797408.7341 | 4621369.3617 | 3400226.5159 | 4621369.3617 | 4621369.3617 | 4172408.7341 |  | 0.3301 | 0.24287 | 0.3301 | 0.3301 | 0.29803 |  |  | 17136000 | 17136000 | 17136000 | 17136000 | 17136000
2022-02-11 | 2500 | 2500 | 2500 | 2118.6377 | 2500 |  | 810140.0851 | 810140.0851 | 810140.0851 | 686557.3266 | 810140.0851 | 1246369.3617 | 1246369.3617 | 1246369.3617 | 1056242.0409 | 1246369.3617 | 4621369.3617 | 4621369.3617 | 4621369.3617 | 4431242.0409 | 4621369.3617 |  | 0.3301 | 0.3301 | 0.3301 | 0.31652 | 0.3301 |  |  | 17136000 | 17136000 | 17136000 | 17136000 | 17136000
2022-02-12 | 2500 | 2500 | 2500 | 2500 | 2500 |  | 810140.0851 | 810140.0851 | 810140.0851 | 810140.0851 | 810140.0851 | 1246369.3617 | 1246369.3617 | 1246369.3617 | 1246369.3617 | 1246369.3617 | 4621369.3617 | 4621369.3617 | 4621369.3617 | 4621369.3617 | 4621369.3617 |  | 0.3301 | 0.3301 | 0.3301 | 0.3301 | 0.3301 |  |  | 17136000 | 17136000 | 17136000 | 17136000 | 17136000
2022-02-13 | 2500 | 2500 | 2500 | 2500 | 2500 |  | 810140.0851 | 810140.0851 | 810140.0851 | 810140.0851 | 810140.0851 | 1246369.3617 | 1246369.3617 | 1246369.3617 | 1246369.3617 | 1246369.3617 | 4621369.3617 | 4621369.3617 | 4621369.3617 | 4621369.3617 | 4621369.3617 |  | 0.3301 | 0.3301 | 0.3301 | 0.3301 | 0.3301 |  |  | 17136000 | 17136000 | 17136000 | 17136000 | 17136000
2022-02-14 | 759 | 50.6 | 0 | 602.0172 | 2395.0694 |  | 245958.5298 | 16397.2353 | 0 | 195087.3127 | 776136.6995 | 378397.7382 | 25226.5159 | 0 | 300134.3273 | 1194056.4608 | 3753397.7382 | 3400226.5159 | 3375000 | 3675134.3273 | 4569056.4608 |  | 0.2681 | 0.24287 | 0.24107 | 0.26251 | 0.32636 |  |  | 17136000 | 17136000 | 17136000 | 17136000 | 17136000
2022-02-15 | 2500 | 0 | 0 | 0 | 0 |  | 810140.0851 | 0 | 0 | 0 | 0 | 1246369.3617 | 0 | 0 | 0 | 0 | 4621369.3617 | 3375000 | 3375000 | 3375000 | 3375000 |  | 0.3301 | 0.24107 | 0.24107 | 0.24107 | 0.24107 |  |  | 17136000 | 17136000 | 17136000 | 17136000 | 17136000
2022-02-16 | 2500 | 0 | 2500 | 0 | 2500 |  | 810140.0851 | 0 | 810140.0851 | 0 | 810140.0851 | 1246369.3617 | 0 | 1246369.3617 | 0 | 1246369.3617 | 4621369.3617 | 3375000 | 4621369.3617 | 3375000 | 4621369.3617 |  | 0.3301 | 0.24107 | 0.3301 | 0.24107 | 0.3301 |  |  | 17136000 | 17136000 | 17136000 | 17136000 | 17136000
2022-02-17 | 2327.6 | 0 | 2146.6955 | 2500 | 2500 |  | 754272.8248 | 0 | 695649.6141 | 810140.0851 | 810140.0851 | 1160419.7305 | 0 | 1070230.1755 | 1246369.3617 | 1246369.3617 | 4535419.7305 | 3375000 | 4445230.1755 | 4621369.3617 | 4621369.3617 |  | 0.32396 | 0.24107 | 0.31752 | 0.3301 | 0.3301 |  |  | 17136000 | 17136000 | 17136000 | 17136000 | 17136000
2022-02-18 | 2500 | 1012 | 1638.6334 | 0 | 2500 |  | 810140.0851 | 327944.7065 | 531009.049 | 0 | 810140.0851 | 1246369.3617 | 504530.3176 | 816936.9985 | 0 | 1246369.3617 | 4621369.3617 | 3879530.3176 | 4191936.9985 | 3375000 | 4621369.3617 |  | 0.3301 | 0.27711 | 0.29942 | 0.24107 | 0.3301 |  |  | 17136000 | 17136000 | 17136000 | 17136000 | 17136000
2022-02-19 | 2500 | 2500 | 2500 | 2500 | 657.5872 |  | 810140.0851 | 810140.0851 | 810140.0851 | 810140.0851 | 213095.1157 | 1246369.3617 | 1246369.3617 | 1246369.3617 | 1246369.3617 | 327838.6395 | 4621369.3617 | 4621369.3617 | 4621369.3617 | 4621369.3617 | 3702838.6395 |  | 0.3301 | 0.3301 | 0.3301 | 0.3301 | 0.26449 |  |  | 17136000 | 17136000 | 17136000 | 17136000 | 17136000
2022-02-20 | 607.2 | 101.2 | 2500 | 2124.7982 | 0 |  | 196766.8239 | 32794.4706 | 810140.0851 | 688553.6628 | 0 | 302718.1906 | 50453.0318 | 1246369.3617 | 1059313.3275 | 0 | 3677718.1906 | 3425453.0318 | 4621369.3617 | 4434313.3275 | 3375000 |  | 0.26269 | 0.24468 | 0.3301 | 0.31674 | 0.24107 |  |  | 17136000 | 17136000 | 17136000 | 17136000 | 17136000
2022-02-21 | 202.4 | 0 | 1175.6666 | 0 | 0 |  | 65588.9413 | 0 | 380981.8403 | 0 | 0 | 100906.0635 | 0 | 586125.9082 | 0 | 0 | 3475906.0635 | 3375000 | 3961125.9082 | 3375000 | 3375000 |  | 0.24828 | 0.24107 | 0.28294 | 0.24107 | 0.24107 |  |  | 17136000 | 17136000 | 17136000 | 17136000 | 17136000
2022-02-22 | 1214.4 | 0 | 0 | 1935.8093 | 0 |  | 393533.6477 | 0 | 0 | 627310.6899 | 0 | 605436.3811 | 0 | 0 | 965093.369 | 0 | 3980436.3811 | 3375000 | 3375000 | 4340093.369 | 3375000 |  | 0.28432 | 0.24107 | 0.24107 | 0.31001 | 0.24107 |  |  | 17136000 | 17136000 | 17136000 | 17136000 | 17136000
2022-02-23 | 2500 | 0 | 2500 | 0 | 1340.6429 |  | 810140.0851 | 0 | 810140.0851 | 0 | 434443.4286 | 1246369.3617 | 0 | 1246369.3617 | 0 | 668374.5056 | 4621369.3617 | 3375000 | 4621369.3617 | 3375000 | 4043374.5056 |  | 0.3301 | 0.24107 | 0.3301 | 0.24107 | 0.28881 |  |  | 17136000 | 17136000 | 17136000 | 17136000 | 17136000
2022-02-24 | 1720.4 | 50.6 | 2173.8692 | 694.8775 | 2500 |  | 557506.001 | 16397.2353 | 704455.4469 | 225179.2483 | 810140.0851 | 857701.54 | 25226.5159 | 1083777.6106 | 346429.6128 | 1246369.3617 | 4232701.54 | 3400226.5159 | 4458777.6106 | 3721429.6128 | 4621369.3617 |  | 0.30234 | 0.24287 | 0.31848 | 0.26582 | 0.3301 |  |  | 17136000 | 17136000 | 17136000 | 17136000 | 17136000
2022-02-25 | 0 | 1163.8 | 2088.955 | 0 | 1375.883 |  | 0 | 377136.4124 | 676938.4578 | 0 | 445863.1933 | 0 | 580209.8653 | 1041443.7812 | 0 | 685943.3743 | 3375000 | 3955209.8653 | 4416443.7812 | 3375000 | 4060943.3743 |  | 0.24107 | 0.28251 | 0.31546 | 0.24107 | 0.29007 |  |  | 17136000 | 17136000 | 17136000 | 17136000 | 17136000
2022-02-26 | 202.4 | 2226.4 | 0 | 0 | 2348.0822 |  | 65588.9413 | 721478.3542 | 0 | 0 | 760910.2136 | 100906.0635 | 1109966.6988 | 0 | 0 | 1170631.0978 | 3475906.0635 | 4484966.6988 | 3375000 | 3375000 | 4545631.0978 |  | 0.24828 | 0.32035 | 0.24107 | 0.24107 | 0.32469 |  |  | 17136000 | 17136000 | 17136000 | 17136000 | 17136000
2022-02-27 | 0 | 101.2 | 0 | 0 | 0 |  | 0 | 32794.4706 | 0 | 0 | 0 | 0 | 50453.0318 | 0 | 0 | 0 | 3375000 | 3425453.0318 | 3375000 | 3375000 | 3375000 |  | 0.24107 | 0.24468 | 0.24107 | 0.24107 | 0.24107 |  |  | 17136000 | 17136000 | 17136000 | 17136000 | 17136000
2022-02-28 | 101.2 | 0 | 2027.8059 | 0 | 2103.3825 |  | 32794.4706 | 0 | 657122.7307 | 0 | 681613.8025 | 50453.0318 | 0 | 1010958.0473 | 0 | 1048636.6192 | 3425453.0318 | 3375000 | 4385958.0473 | 3375000 | 4423636.6192 |  | 0.24468 | 0.24107 | 0.31328 | 0.24107 | 0.31597 |  |  | 17136000 | 17136000 | 17136000 | 17136000 | 17136000
2022-03-01 | 506 | 303.6 | 0 | 0 | 1352.3164 |  | 163972.3532 | 98383.4119 | 0 | 0 | 438226.2847 | 252265.1588 | 151359.0953 | 0 | 0 | 674194.2842 | 3627265.1588 | 3526359.0953 | 3375000 | 3375000 | 4049194.2842 |  | 0.25909 | 0.25188 | 0.24107 | 0.24107 | 0.28923 |  |  | 20563200 | 20563200 | 20563200 | 20563200 | 20563200
2022-03-02 | 2500 | 0 | 2500 | 912.2312 | 381.4298 |  | 810140.0851 | 0 | 810140.0851 | 295614.0342 | 123604.6387 | 1246369.3617 | 0 | 1246369.3617 | 454790.8219 | 190160.9826 | 4621369.3617 | 3375000 | 4621369.3617 | 3829790.8219 | 3565160.9826 |  | 0.3301 | 0.24107 | 0.3301 | 0.27356 | 0.25465 |  |  | 20563200 | 20563200 | 20563200 | 20563200 | 20563200
2022-03-03 | 253 | 0 | 0 | 0 | 2125.2479 |  | 81986.1766 | 0 | 0 | 0 | 688699.4036 | 126132.5794 | 0 | 0 | 0 | 1059537.544 | 3501132.5794 | 3375000 | 3375000 | 3375000 | 4434537.544 |  | 0.25008 | 0.24107 | 0.24107 | 0.24107 | 0.31675 |  |  | 20563200 | 20563200 | 20563200 | 20563200 | 20563200
2022-03-04 | 607.2 | 101.2 | 1018.0941 | 1812.5218 | 0 |  | 196766.8239 | 32794.4706 | 329919.5464 | 587358.6307 | 0 | 302718.1906 | 50453.0318 | 507568.5329 | 903628.6627 | 0 | 3677718.1906 | 3425453.0318 | 3882568.5329 | 4278628.6627 | 3375000 |  | 0.26269 | 0.24468 | 0.27733 | 0.30562 | 0.24107 |  |  | 20563200 | 20563200 | 20563200 | 20563200 | 20563200
2022-03-05 | 2500 | 455.4 | 2500 | 2500 | 2500 |  | 810140.0851 | 147575.1179 | 810140.0851 | 810140.0851 | 810140.0851 | 1246369.3617 | 227038.6429 | 1246369.3617 | 1246369.3617 | 1246369.3617 | 4621369.3617 | 3602038.6429 | 4621369.3617 | 4621369.3617 | 4621369.3617 |  | 0.3301 | 0.25729 | 0.3301 | 0.3301 | 0.3301 |  |  | 20563200 | 20563200 | 20563200 | 20563200 | 20563200
2022-03-06 | 2175.8 | 202.4 | 2500 | 1440.4253 | 2500 |  | 705081.1189 | 65588.9413 | 810140.0851 | 466778.5251 | 810140.0851 | 1084740.1829 | 100906.0635 | 1246369.3617 | 718120.8079 | 1246369.3617 | 4459740.1829 | 3475906.0635 | 4621369.3617 | 4093120.8079 | 4621369.3617 |  | 0.31855 | 0.24828 | 0.3301 | 0.29237 | 0.3301 |  |  | 20563200 | 20563200 | 20563200 | 20563200 | 20563200
2022-03-07 | 2500 | 0 | 2500 | 0 | 2500 |  | 810140.0851 | 0 | 810140.0851 | 0 | 810140.0851 | 1246369.3617 | 0 | 1246369.3617 | 0 | 1246369.3617 | 4621369.3617 | 3375000 | 4621369.3617 | 3375000 | 4621369.3617 |  | 0.3301 | 0.24107 | 0.3301 | 0.24107 | 0.3301 |  |  | 20563200 | 20563200 | 20563200 | 20563200 | 20563200
2022-03-08 | 2500 | 101.2 | 2500 | 0 | 2500 |  | 810140.0851 | 32794.4706 | 810140.0851 | 0 | 810140.0851 | 1246369.3617 | 50453.0318 | 1246369.3617 | 0 | 1246369.3617 | 4621369.3617 | 3425453.0318 | 4621369.3617 | 3375000 | 4621369.3617 |  | 0.3301 | 0.24468 | 0.3301 | 0.24107 | 0.3301 |  |  | 20563200 | 20563200 | 20563200 | 20563200 | 20563200
2022-03-09 | 2500 | 101.2 | 430.6612 | 2500 | 1833.2087 |  | 810140.0851 | 32794.4706 | 139558.3451 | 810140.0851 | 594062.3521 | 1246369.3617 | 50453.0318 | 214705.1463 | 1246369.3617 | 913942.0802 | 4621369.3617 | 3425453.0318 | 3589705.1463 | 4621369.3617 | 4288942.0802 |  | 0.3301 | 0.24468 | 0.25641 | 0.3301 | 0.30635 |  |  | 20563200 | 20563200 | 20563200 | 20563200 | 20563200
2022-03-10 | 607.2 | 708.4 | 2500 | 0 | 2500 |  | 196766.8239 | 229561.2945 | 810140.0851 | 0 | 810140.0851 | 302718.1906 | 353171.2223 | 1246369.3617 | 0 | 1246369.3617 | 3677718.1906 | 3728171.2223 | 4621369.3617 | 3375000 | 4621369.3617 |  | 0.26269 | 0.2663 | 0.3301 | 0.24107 | 0.3301 |  |  | 20563200 | 20563200 | 20563200 | 20563200 | 20563200
2022-03-11 | 0 | 2500 | 0 | 2500 | 1453.8652 |  | 0 | 810140.0851 | 0 | 810140.0851 | 471133.7945 | 0 | 1246369.3617 | 0 | 1246369.3617 | 724821.2224 | 3375000 | 4621369.3617 | 3375000 | 4621369.3617 | 4099821.2224 |  | 0.24107 | 0.3301 | 0.24107 | 0.3301 | 0.29284 |  |  | 20563200 | 20563200 | 20563200 | 20563200 | 20563200
2022-03-12 | 708.4 | 2175.8 | 0 | 1698.6501 | 0 |  | 229561.2945 | 705081.1189 | 0 | 550457.8055 | 0 | 353171.2223 | 1084740.1829 | 0 | 846858.1623 | 0 | 3728171.2223 | 4459740.1829 | 3375000 | 4221858.1623 | 3375000 |  | 0.2663 | 0.31855 | 0.24107 | 0.30156 | 0.24107 |  |  | 20563200 | 20563200 | 20563200 | 20563200 | 20563200
2022-03-13 | 2500 | 2500 | 2247.9034 | 2500 | 2500 |  | 810140.0851 | 810140.0851 | 728446.6511 | 810140.0851 | 810140.0851 | 1246369.3617 | 1246369.3617 | 1120687.1555 | 1246369.3617 | 1246369.3617 | 4621369.3617 | 4621369.3617 | 4495687.1555 | 4621369.3617 | 4621369.3617 |  | 0.3301 | 0.3301 | 0.32112 | 0.3301 | 0.3301 |  |  | 20563200 | 20563200 | 20563200 | 20563200 | 20563200
2022-03-14 | 2500 | 151.8 | 2500 | 0 | 1848.5073 |  | 810140.0851 | 49191.706 | 810140.0851 | 0 | 599019.9364 | 1246369.3617 | 75679.5476 | 1246369.3617 | 0 | 921569.133 | 4621369.3617 | 3450679.5476 | 4621369.3617 | 3375000 | 4296569.133 |  | 0.3301 | 0.24648 | 0.3301 | 0.24107 | 0.3069 |  |  | 20563200 | 20563200 | 20563200 | 20563200 | 20563200
2022-03-15 | 2500 | 0 | 2500 | 640.8613 | 2500 |  | 810140.0851 | 0 | 810140.0851 | 207674.9863 | 810140.0851 | 1246369.3617 | 0 | 1246369.3617 | 319499.9789 | 1246369.3617 | 4621369.3617 | 3375000 | 4621369.3617 | 3694499.9789 | 4621369.3617 |  | 0.3301 | 0.24107 | 0.3301 | 0.26389 | 0.3301 |  |  | 20563200 | 20563200 | 20563200 | 20563200 | 20563200
2022-03-16 | 1366.2 | 0 | 0 | 0 | 0 |  | 442725.3537 | 0 | 0 | 0 | 0 | 681115.9288 | 0 | 0 | 0 | 0 | 4056115.9288 | 3375000 | 3375000 | 3375000 | 3375000 |  | 0.28972 | 0.24107 | 0.24107 | 0.24107 | 0.24107 |  |  | 20563200 | 20563200 | 20563200 | 20563200 | 20563200
2022-03-17 | 101.2 | 0 | 0 | 1992.1168 | 1233.0482 |  | 32794.4706 | 0 | 0 | 645557.475 | 399576.7155 | 50453.0318 | 0 | 0 | 993165.3462 | 614733.4085 | 3425453.0318 | 3375000 | 3375000 | 4368165.3462 | 3989733.4085 |  | 0.24468 | 0.24107 | 0.24107 | 0.31201 | 0.28498 |  |  | 20563200 | 20563200 | 20563200 | 20563200 | 20563200
2022-03-18 | 2500 | 2500 | 2500 | 2500 | 2500 |  | 810140.0851 | 810140.0851 | 810140.0851 | 810140.0851 | 810140.0851 | 1246369.3617 | 1246369.3617 | 1246369.3617 | 1246369.3617 | 1246369.3617 | 4621369.3617 | 4621369.3617 | 4621369.3617 | 4621369.3617 | 4621369.3617 |  | 0.3301 | 0.3301 | 0.3301 | 0.3301 | 0.3301 |  |  | 20563200 | 20563200 | 20563200 | 20563200 | 20563200
2022-03-19 | 404.8 | 2500 | 0 | 2500 | 2101.3089 |  | 131177.8826 | 810140.0851 | 0 | 810140.0851 | 680941.8163 | 201812.127 | 1246369.3617 | 0 | 1246369.3617 | 1047602.7943 | 3576812.127 | 4621369.3617 | 3375000 | 4621369.3617 | 4422602.7943 |  | 0.25549 | 0.3301 | 0.24107 | 0.3301 | 0.3159 |  |  | 20563200 | 20563200 | 20563200 | 20563200 | 20563200
2022-03-20 | 404.8 | 2500 | 0 | 2500 | 0 |  | 131177.8826 | 810140.0851 | 0 | 810140.0851 | 0 | 201812.127 | 1246369.3617 | 0 | 1246369.3617 | 0 | 3576812.127 | 4621369.3617 | 3375000 | 4621369.3617 | 3375000 |  | 0.25549 | 0.3301 | 0.24107 | 0.3301 | 0.24107 |  |  | 20563200 | 20563200 | 20563200 | 20563200 | 20563200
2022-03-21 | 1922.8 | 0 | 620.6088 | 0 | 0 |  | 623094.9423 | 0 | 201112.0263 | 0 | 0 | 958607.6035 | 0 | 309403.1173 | 0 | 0 | 4333607.6035 | 3375000 | 3684403.1173 | 3375000 | 3375000 |  | 0.30954 | 0.24107 | 0.26317 | 0.24107 | 0.24107 |  |  | 20563200 | 20563200 | 20563200 | 20563200 | 20563200
2022-03-22 | 657.8 | 1771 | 0 | 2500 | 1878.2208 |  | 213164.0592 | 573903.2363 | 0 | 810140.0851 | 608648.798 | 327944.7065 | 882928.0558 | 0 | 1246369.3617 | 936382.7661 | 3702944.7065 | 4257928.0558 | 3375000 | 4621369.3617 | 4311382.7661 |  | 0.2645 | 0.30414 | 0.24107 | 0.3301 | 0.30796 |  |  | 20563200 | 20563200 | 20563200 | 20563200 | 20563200
2022-03-23 | 0 | 2428.8 | 0 | 0 | 0 |  | 0 | 787067.2955 | 0 | 0 | 0 | 0 | 1210872.7623 | 0 | 0 | 0 | 3375000 | 4585872.7623 | 3375000 | 3375000 | 3375000 |  | 0.24107 | 0.32756 | 0.24107 | 0.24107 | 0.24107 |  |  | 20563200 | 20563200 | 20563200 | 20563200 | 20563200
2022-03-24 | 1012 | 2500 | 0 | 2500 | 162.1675 |  | 327944.7065 | 810140.0851 | 0 | 810140.0851 | 52551.3555 | 504530.3176 | 1246369.3617 | 0 | 1246369.3617 | 80848.2392 | 3879530.3176 | 4621369.3617 | 3375000 | 4621369.3617 | 3455848.2392 |  | 0.27711 | 0.3301 | 0.24107 | 0.3301 | 0.24685 |  |  | 20563200 | 20563200 | 20563200 | 20563200 | 20563200
2022-03-25 | 2500 | 2500 | 2500 | 2500 | 2500 |  | 810140.0851 | 810140.0851 | 810140.0851 | 810140.0851 | 810140.0851 | 1246369.3617 | 1246369.3617 | 1246369.3617 | 1246369.3617 | 1246369.3617 | 4621369.3617 | 4621369.3617 | 4621369.3617 | 4621369.3617 | 4621369.3617 |  | 0.3301 | 0.3301 | 0.3301 | 0.3301 | 0.3301 |  |  | 20563200 | 20563200 | 20563200 | 20563200 | 20563200
2022-03-26 | 50.6 | 2500 | 1632.8605 | 2500 | 0 |  | 16397.2353 | 810140.0851 | 529138.2906 | 810140.0851 | 0 | 25226.5159 | 1246369.3617 | 814058.9086 | 1246369.3617 | 0 | 3400226.5159 | 4621369.3617 | 4189058.9086 | 4621369.3617 | 3375000 |  | 0.24287 | 0.3301 | 0.29922 | 0.3301 | 0.24107 |  |  | 20563200 | 20563200 | 20563200 | 20563200 | 20563200
2022-03-27 | 1113.2 | 2500 | 1978.4937 | 2500 | 0 |  | 360739.1771 | 810140.0851 | 641142.8315 | 810140.0851 | 0 | 554983.3494 | 1246369.3617 | 986373.5869 | 1246369.3617 | 0 | 3929983.3494 | 4621369.3617 | 4361373.5869 | 4621369.3617 | 3375000 |  | 0.28071 | 0.3301 | 0.31153 | 0.3301 | 0.24107 |  |  | 20563200 | 20563200 | 20563200 | 20563200 | 20563200
2022-03-28 | 2500 | 2500 | 2500 | 2500 | 2500 |  | 810140.0851 | 810140.0851 | 810140.0851 | 810140.0851 | 810140.0851 | 1246369.3617 | 1246369.3617 | 1246369.3617 | 1246369.3617 | 1246369.3617 | 4621369.3617 | 4621369.3617 | 4621369.3617 | 4621369.3617 | 4621369.3617 |  | 0.3301 | 0.3301 | 0.3301 | 0.3301 | 0.3301 |  |  | 20563200 | 20563200 | 20563200 | 20563200 | 20563200
2022-03-29 | 2500 | 2500 | 2500 | 2500 | 2500 |  | 810140.0851 | 810140.0851 | 810140.0851 | 810140.0851 | 810140.0851 | 1246369.3617 | 1246369.3617 | 1246369.3617 | 1246369.3617 | 1246369.3617 | 4621369.3617 | 4621369.3617 | 4621369.3617 | 4621369.3617 | 4621369.3617 |  | 0.3301 | 0.3301 | 0.3301 | 0.3301 | 0.3301 |  |  | 20563200 | 20563200 | 20563200 | 20563200 | 20563200
2022-03-30 | 759 | 2500 | 0 | 2500 | 0 |  | 245958.5298 | 810140.0851 | 0 | 810140.0851 | 0 | 378397.7382 | 1246369.3617 | 0 | 1246369.3617 | 0 | 3753397.7382 | 4621369.3617 | 3375000 | 4621369.3617 | 3375000 |  | 0.2681 | 0.3301 | 0.24107 | 0.3301 | 0.24107 |  |  | 20563200 | 20563200 | 20563200 | 20563200 | 20563200
2022-03-31 | 0 | 2500 | 0 | 2500 | 0 |  | 0 | 810140.0851 | 0 | 810140.0851 | 0 | 0 | 1246369.3617 | 0 | 1246369.3617 | 0 | 3375000 | 4621369.3617 | 3375000 | 4621369.3617 | 3375000 |  | 0.24107 | 0.3301 | 0.24107 | 0.3301 | 0.24107 |  |  | 20563200 | 20563200 | 20563200 | 20563200 | 20563200
2022-04-01 | 0 | 0 | 0 | 751.3259 | 2500 |  | 0 | 0 | 0 | 243471.7024 | 810140.0851 | 0 | 0 | 0 | 374571.8498 | 1246369.3617 | 3375000 | 3375000 | 3375000 | 3749571.8498 | 4621369.3617 |  | 0.24107 | 0.24107 | 0.24107 | 0.26783 | 0.3301 |  |  | 23133600 | 23133600 | 23133600 | 23133600 | 23133600
2022-04-02 | 1416.8 | 2500 | 2500 | 2500 | 2500 |  | 459122.589 | 810140.0851 | 810140.0851 | 810140.0851 | 810140.0851 | 706342.4447 | 1246369.3617 | 1246369.3617 | 1246369.3617 | 1246369.3617 | 4081342.4447 | 4621369.3617 | 4621369.3617 | 4621369.3617 | 4621369.3617 |  | 0.29152 | 0.3301 | 0.3301 | 0.3301 | 0.3301 |  |  | 23133600 | 23133600 | 23133600 | 23133600 | 23133600
2022-04-03 | 2500 | 2277 | 590.9446 | 1751.9066 | 2500 |  | 810140.0851 | 737875.5895 | 191499.1535 | 567715.9047 | 810140.0851 | 1246369.3617 | 1135193.2146 | 294614.0823 | 873409.0842 | 1246369.3617 | 4621369.3617 | 4510193.2146 | 3669614.0823 | 4248409.0842 | 4621369.3617 |  | 0.3301 | 0.32216 | 0.26212 | 0.30346 | 0.3301 |  |  | 23133600 | 23133600 | 23133600 | 23133600 | 23133600
2022-04-04 | 657.8 | 2125.2 | 0 | 2500 | 0 |  | 213164.0592 | 688683.8835 | 0 | 810140.0851 | 0 | 327944.7065 | 1059513.667 | 0 | 1246369.3617 | 0 | 3702944.7065 | 4434513.667 | 3375000 | 4621369.3617 | 3375000 |  | 0.2645 | 0.31675 | 0.24107 | 0.3301 | 0.24107 |  |  | 23133600 | 23133600 | 23133600 | 23133600 | 23133600
2022-04-05 | 2500 | 151.8 | 0 | 0 | 0 |  | 810140.0851 | 49191.706 | 0 | 0 | 0 | 1246369.3617 | 75679.5476 | 0 | 0 | 0 | 4621369.3617 | 3450679.5476 | 3375000 | 3375000 | 3375000 |  | 0.3301 | 0.24648 | 0.24107 | 0.24107 | 0.24107 |  |  | 23133600 | 23133600 | 23133600 | 23133600 | 23133600
2022-04-06 | 2378.2 | 0 | 1542.4138 | 0 | 0 |  | 770670.0602 | 0 | 499828.4985 | 0 | 0 | 1185646.2464 | 0 | 768966.9208 | 0 | 0 | 4560646.2464 | 3375000 | 4143966.9208 | 3375000 | 3375000 |  | 0.32576 | 0.24107 | 0.296 | 0.24107 | 0.24107 |  |  | 23133600 | 23133600 | 23133600 | 23133600 | 23133600
2022-04-07 | 2500 | 0 | 2500 | 383.8553 | 2500 |  | 810140.0851 | 0 | 810140.0851 | 124390.6192 | 810140.0851 | 1246369.3617 | 0 | 1246369.3617 | 191370.1834 | 1246369.3617 | 4621369.3617 | 3375000 | 4621369.3617 | 3566370.1834 | 4621369.3617 |  | 0.3301 | 0.24107 | 0.3301 | 0.25474 | 0.3301 |  |  | 23133600 | 23133600 | 23133600 | 23133600 | 23133600
2022-04-08 | 1416.8 | 0 | 2500 | 1093.1327 | 157.9107 |  | 459122.589 | 0 | 810140.0851 | 354236.2536 | 51171.9051 | 706342.4447 | 0 | 1246369.3617 | 544978.8517 | 78726.0079 | 4081342.4447 | 3375000 | 4621369.3617 | 3919978.8517 | 3453726.0079 |  | 0.29152 | 0.24107 | 0.3301 | 0.28 | 0.24669 |  |  | 23133600 | 23133600 | 23133600 | 23133600 | 23133600
2022-04-09 | 0 | 809.6 | 0 | 645.4685 | 0 |  | 0 | 262355.7652 | 0 | 209167.9501 | 0 | 0 | 403624.2541 | 0 | 321796.8463 | 0 | 3375000 | 3778624.2541 | 3375000 | 3696796.8463 | 3375000 |  | 0.24107 | 0.2699 | 0.24107 | 0.26406 | 0.24107 |  |  | 23133600 | 23133600 | 23133600 | 23133600 | 23133600
2022-04-10 | 2500 | 2500 | 1707.2685 | 2500 | 2500 |  | 810140.0851 | 810140.0851 | 553250.6724 | 810140.0851 | 810140.0851 | 1246369.3617 | 1246369.3617 | 851154.8807 | 1246369.3617 | 1246369.3617 | 4621369.3617 | 4621369.3617 | 4226154.8807 | 4621369.3617 | 4621369.3617 |  | 0.3301 | 0.3301 | 0.30187 | 0.3301 | 0.3301 |  |  | 23133600 | 23133600 | 23133600 | 23133600 | 23133600
2022-04-11 | 0 | 2327.6 | 0 | 2092.14 | 1550.4374 |  | 0 | 754272.8248 | 0 | 677970.6017 | 502428.6097 | 0 | 1160419.7305 | 0 | 1043031.6949 | 772967.0918 | 3375000 | 4535419.7305 | 3375000 | 4418031.6949 | 4147967.0918 |  | 0.24107 | 0.32396 | 0.24107 | 0.31557 | 0.29628 |  |  | 23133600 | 23133600 | 23133600 | 23133600 | 23133600
2022-04-12 | 0 | 2500 | 457.737 | 2500 | 2500 |  | 0 | 810140.0851 | 148332.4436 | 810140.0851 | 810140.0851 | 0 | 1246369.3617 | 228203.7594 | 1246369.3617 | 1246369.3617 | 3375000 | 4621369.3617 | 3603203.7594 | 4621369.3617 | 4621369.3617 |  | 0.24107 | 0.3301 | 0.25737 | 0.3301 | 0.3301 |  |  | 23133600 | 23133600 | 23133600 | 23133600 | 23133600
2022-04-13 | 0 | 2500 | 0 | 807.1782 | 0 |  | 0 | 810140.0851 | 0 | 261570.9532 | 0 | 0 | 1246369.3617 | 0 | 402416.8511 | 0 | 3375000 | 4621369.3617 | 3375000 | 3777416.8511 | 3375000 |  | 0.24107 | 0.3301 | 0.24107 | 0.26982 | 0.24107 |  |  | 23133600 | 23133600 | 23133600 | 23133600 | 23133600
2022-04-14 | 2500 | 379.5 | 1316.1203 | 876.7258 | 0 |  | 810140.0851 | 122979.2649 | 426496.7125 | 284108.2803 | 0 | 1246369.3617 | 189198.8691 | 656148.7884 | 437089.662 | 0 | 4621369.3617 | 3564198.8691 | 4031148.7884 | 3812089.662 | 3375000 |  | 0.3301 | 0.25459 | 0.28794 | 0.27229 | 0.24107 |  |  | 23133600 | 23133600 | 23133600 | 23133600 | 23133600
2022-04-15 | 2500 | 2500 | 2500 | 2500 | 881.6584 |  | 810140.0851 | 810140.0851 | 810140.0851 | 810140.0851 | 285706.7387 | 1246369.3617 | 1246369.3617 | 1246369.3617 | 1246369.3617 | 439548.8288 | 4621369.3617 | 4621369.3617 | 4621369.3617 | 4621369.3617 | 3814548.8288 |  | 0.3301 | 0.3301 | 0.3301 | 0.3301 | 0.27247 |  |  | 23133600 | 23133600 | 23133600 | 23133600 | 23133600
2022-04-16 | 2500 | 759 | 2500 | 2471.0959 | 2500 |  | 810140.0851 | 245958.5298 | 810140.0851 | 800773.5507 | 810140.0851 | 1246369.3617 | 378397.7382 | 1246369.3617 | 1231959.3088 | 1246369.3617 | 4621369.3617 | 3753397.7382 | 4621369.3617 | 4606959.3088 | 4621369.3617 |  | 0.3301 | 0.2681 | 0.3301 | 0.32907 | 0.3301 |  |  | 23133600 | 23133600 | 23133600 | 23133600 | 23133600
2022-04-17 | 2479.4 | 0 | 0 | 177.6176 | 0 |  | 803464.5308 | 0 | 0 | 57558.0603 | 0 | 1236099.2782 | 0 | 0 | 88550.862 | 0 | 4611099.2782 | 3375000 | 3375000 | 3463550.862 | 3375000 |  | 0.32936 | 0.24107 | 0.24107 | 0.2474 | 0.24107 |  |  | 23133600 | 23133600 | 23133600 | 23133600 | 23133600
2022-04-18 | 480.7 | 0 | 0 | 0 | 1366.013 |  | 155773.7356 | 0 | 0 | 0 | 442664.7416 | 239651.9009 | 0 | 0 | 0 | 681022.6793 | 3614651.9009 | 3375000 | 3375000 | 3375000 | 4056022.6793 |  | 0.25819 | 0.24107 | 0.24107 | 0.24107 | 0.28972 |  |  | 23133600 | 23133600 | 23133600 | 23133600 | 23133600
2022-04-19 | 2500 | 0 | 2500 | 422.1879 | 2500 |  | 810140.0851 | 0 | 810140.0851 | 136812.5272 | 810140.0851 | 1246369.3617 | 0 | 1246369.3617 | 210480.8111 | 1246369.3617 | 4621369.3617 | 3375000 | 4621369.3617 | 3585480.8111 | 4621369.3617 |  | 0.3301 | 0.24107 | 0.3301 | 0.25611 | 0.3301 |  |  | 23133600 | 23133600 | 23133600 | 23133600 | 23133600
2022-04-20 | 2500 | 278.3 | 2500 | 0 | 2500 |  | 810140.0851 | 90184.7943 | 810140.0851 | 0 | 810140.0851 | 1246369.3617 | 138745.8373 | 1246369.3617 | 0 | 1246369.3617 | 4621369.3617 | 3513745.8373 | 4621369.3617 | 3375000 | 4621369.3617 |  | 0.3301 | 0.25098 | 0.3301 | 0.24107 | 0.3301 |  |  | 23133600 | 23133600 | 23133600 | 23133600 | 23133600
2022-04-21 | 0 | 101.2 | 0 | 0 | 975.9941 |  | 0 | 32794.4706 | 0 | 0 | 316276.7728 | 0 | 50453.0318 | 0 | 0 | 486579.6505 | 3375000 | 3425453.0318 | 3375000 | 3375000 | 3861579.6505 |  | 0.24107 | 0.24468 | 0.24107 | 0.24107 | 0.27583 |  |  | 23133600 | 23133600 | 23133600 | 23133600 | 23133600
2022-04-22 | 1113.2 | 2074.6 | 893.66 | 2500 | 2500 |  | 360739.1771 | 672286.6482 | 289595.9098 | 810140.0851 | 810140.0851 | 554983.3494 | 1034287.1511 | 445532.169 | 1246369.3617 | 1246369.3617 | 3929983.3494 | 4409287.1511 | 3820532.169 | 4621369.3617 | 4621369.3617 |  | 0.28071 | 0.31495 | 0.2729 | 0.3301 | 0.3301 |  |  | 23133600 | 23133600 | 23133600 | 23133600 | 23133600
2022-04-23 | 2500 | 2125.2 | 713.8119 | 0 | 212.5684 |  | 810140.0851 | 688683.8835 | 231315.0458 | 0 | 68884.065 | 1246369.3617 | 1059513.667 | 355869.3013 | 0 | 105975.4847 | 4621369.3617 | 4434513.667 | 3730869.3013 | 3375000 | 3480975.4847 |  | 0.3301 | 0.31675 | 0.26649 | 0.24107 | 0.24864 |  |  | 23133600 | 23133600 | 23133600 | 23133600 | 23133600
2022-04-24 | 2500 | 455.4 | 2500 | 0 | 2500 |  | 810140.0851 | 147575.1179 | 810140.0851 | 0 | 810140.0851 | 1246369.3617 | 227038.6429 | 1246369.3617 | 0 | 1246369.3617 | 4621369.3617 | 3602038.6429 | 4621369.3617 | 3375000 | 4621369.3617 |  | 0.3301 | 0.25729 | 0.3301 | 0.24107 | 0.3301 |  |  | 23133600 | 23133600 | 23133600 | 23133600 | 23133600
2022-04-25 | 455.4 | 0 | 1548.8518 | 0 | 2500 |  | 147575.1179 | 0 | 501914.7708 | 0 | 810140.0851 | 227038.6429 | 0 | 772176.5705 | 0 | 1246369.3617 | 3602038.6429 | 3375000 | 4147176.5705 | 3375000 | 4621369.3617 |  | 0.25729 | 0.24107 | 0.29623 | 0.24107 | 0.3301 |  |  | 23133600 | 23133600 | 23133600 | 23133600 | 23133600
2022-04-26 | 2500 | 1062.6 | 2500 | 2500 | 2500 |  | 810140.0851 | 344341.9418 | 810140.0851 | 810140.0851 | 810140.0851 | 1246369.3617 | 529756.8335 | 1246369.3617 | 1246369.3617 | 1246369.3617 | 4621369.3617 | 3904756.8335 | 4621369.3617 | 4621369.3617 | 4621369.3617 |  | 0.3301 | 0.27891 | 0.3301 | 0.3301 | 0.3301 |  |  | 23133600 | 23133600 | 23133600 | 23133600 | 23133600
2022-04-27 | 1821.6 | 2500 | 0 | 2500 | 620.178 |  | 590300.4716 | 810140.0851 | 0 | 810140.0851 | 200972.4385 | 908154.5717 | 1246369.3617 | 0 | 1246369.3617 | 309188.3669 | 4283154.5717 | 4621369.3617 | 3375000 | 4621369.3617 | 3684188.3669 |  | 0.30594 | 0.3301 | 0.24107 | 0.3301 | 0.26316 |  |  | 23133600 | 23133600 | 23133600 | 23133600 | 23133600
2022-04-28 | 202.4 | 2500 | 1309.3694 | 2500 | 1681.0075 |  | 65588.9413 | 810140.0851 | 424309.0497 | 810140.0851 | 544740.6313 | 100906.0635 | 1246369.3617 | 652783.1534 | 1246369.3617 | 838062.5096 | 3475906.0635 | 4621369.3617 | 4027783.1534 | 4621369.3617 | 4213062.5096 |  | 0.24828 | 0.3301 | 0.2877 | 0.3301 | 0.30093 |  |  | 23133600 | 23133600 | 23133600 | 23133600 | 23133600
2022-04-29 | 25.3 | 2500 | 0 | 2302.4415 | 0 |  | 8198.6177 | 810140.0851 | 0 | 746120.072 | 0 | 12613.2579 | 1246369.3617 | 0 | 1147877.0339 | 0 | 3387613.2579 | 4621369.3617 | 3375000 | 4522877.0339 | 3375000 |  | 0.24197 | 0.3301 | 0.24107 | 0.32306 | 0.24107 |  |  | 23133600 | 23133600 | 23133600 | 23133600 | 23133600
2022-04-30 | 0 | 1214.4 | 0 | 2500 | 0 |  | 0 | 393533.6477 | 0 | 810140.0851 | 0 | 0 | 605436.3811 | 0 | 1246369.3617 | 0 | 3375000 | 3980436.3811 | 3375000 | 4621369.3617 | 3375000 |  | 0.24107 | 0.28432 | 0.24107 | 0.3301 | 0.24107 |  |  | 23133600 | 23133600 | 23133600 | 23133600 | 23133600
2022-05-01 | 0 | 202.4 | 0 | 1708.7617 | 825.6689 |  | 0 | 65588.9413 | 0 | 553734.5461 | 267562.9962 | 0 | 100906.0635 | 0 | 851899.3017 | 411635.3788 | 3375000 | 3475906.0635 | 3375000 | 4226899.3017 | 3786635.3788 |  | 0.24107 | 0.24828 | 0.24107 | 0.30192 | 0.27047 |  |  | 25704000 | 25704000 | 25704000 | 25704000 | 25704000
2022-05-02 | 506 | 0 | 0 | 1908.8851 | 0 |  | 163972.3532 | 0 | 0 | 618585.7319 | 0 | 252265.1588 | 0 | 0 | 951670.3568 | 0 | 3627265.1588 | 3375000 | 3375000 | 4326670.3568 | 3375000 |  | 0.25909 | 0.24107 | 0.24107 | 0.30905 | 0.24107 |  |  | 25704000 | 25704000 | 25704000 | 25704000 | 25704000
2022-05-03 | 1163.8 | 0 | 0 | 0 | 0 |  | 377136.4124 | 0 | 0 | 0 | 0 | 580209.8653 | 0 | 0 | 0 | 0 | 3955209.8653 | 3375000 | 3375000 | 3375000 | 3375000 |  | 0.28251 | 0.24107 | 0.24107 | 0.24107 | 0.24107 |  |  | 25704000 | 25704000 | 25704000 | 25704000 | 25704000
2022-05-04 | 961.4 | 2500 | 0 | 2500 | 0 |  | 311547.4711 | 810140.0851 | 0 | 810140.0851 | 0 | 479303.8017 | 1246369.3617 | 0 | 1246369.3617 | 0 | 3854303.8017 | 4621369.3617 | 3375000 | 4621369.3617 | 3375000 |  | 0.27531 | 0.3301 | 0.24107 | 0.3301 | 0.24107 |  |  | 25704000 | 25704000 | 25704000 | 25704000 | 25704000
2022-05-05 | 0 | 101.2 | 0 | 0 | 0 |  | 0 | 32794.4706 | 0 | 0 | 0 | 0 | 50453.0318 | 0 | 0 | 0 | 3375000 | 3425453.0318 | 3375000 | 3375000 | 3375000 |  | 0.24107 | 0.24468 | 0.24107 | 0.24107 | 0.24107 |  |  | 25704000 | 25704000 | 25704000 | 25704000 | 25704000
2022-05-06 | 0 | 0 | 2413.5962 | 0 | 0 |  | 0 | 0 | 782140.4236 | 0 | 0 | 0 | 0 | 1203292.9594 | 0 | 0 | 3375000 | 3375000 | 4578292.9594 | 3375000 | 3375000 |  | 0.24107 | 0.24107 | 0.32702 | 0.24107 | 0.24107 |  |  | 25704000 | 25704000 | 25704000 | 25704000 | 25704000
2022-05-07 | 0 | 0 | 0 | 0 | 1632.5105 |  | 0 | 0 | 0 | 0 | 529024.8859 | 0 | 0 | 0 | 0 | 813884.4399 | 3375000 | 3375000 | 3375000 | 3375000 | 4188884.4399 |  | 0.24107 | 0.24107 | 0.24107 | 0.24107 | 0.29921 |  |  | 25704000 | 25704000 | 25704000 | 25704000 | 25704000
2022-05-08 | 0 | 0 | 1349.7461 | 0 | 0 |  | 0 | 0 | 437393.3565 | 0 | 0 | 0 | 0 | 672912.8561 | 0 | 0 | 3375000 | 3375000 | 4047912.8561 | 3375000 | 3375000 |  | 0.24107 | 0.24107 | 0.28914 | 0.24107 | 0.24107 |  |  | 25704000 | 25704000 | 25704000 | 25704000 | 25704000
2022-05-09 | 0 | 0 | 0 | 0 | 124.3878 |  | 0 | 0 | 0 | 0 | 40308.6161 | 0 | 0 | 0 | 0 | 62013.2556 | 3375000 | 3375000 | 3375000 | 3375000 | 3437013.2556 |  | 0.24107 | 0.24107 | 0.24107 | 0.24107 | 0.2455 |  |  | 25704000 | 25704000 | 25704000 | 25704000 | 25704000
2022-05-10 | 50.6 | 101.2 | 0 | 2012.9048 | 863.5019 |  | 16397.2353 | 32794.4706 | 0 | 652293.9589 | 279823.004 | 25226.5159 | 50453.0318 | 0 | 1003529.1675 | 430496.9293 | 3400226.5159 | 3425453.0318 | 3375000 | 4378529.1675 | 3805496.9293 |  | 0.24287 | 0.24468 | 0.24107 | 0.31275 | 0.27182 |  |  | 25704000 | 25704000 | 25704000 | 25704000 | 25704000
2022-05-11 | 0 | 0 | 0 | 0 | 1889.9113 |  | 0 | 0 | 0 | 0 | 612437.1759 | 0 | 0 | 0 | 0 | 942211.0399 | 3375000 | 3375000 | 3375000 | 3375000 | 4317211.0399 |  | 0.24107 | 0.24107 | 0.24107 | 0.24107 | 0.30837 |  |  | 25704000 | 25704000 | 25704000 | 25704000 | 25704000
2022-05-12 | 50.6 | 0 | 732.2257 | 0 | 0 |  | 16397.2353 | 0 | 237282.1644 | 0 | 0 | 25226.5159 | 0 | 365049.4837 | 0 | 0 | 3400226.5159 | 3375000 | 3740049.4837 | 3375000 | 3375000 |  | 0.24287 | 0.24107 | 0.26715 | 0.24107 | 0.24107 |  |  | 25704000 | 25704000 | 25704000 | 25704000 | 25704000
2022-05-13 | 0 | 0 | 0 | 0 | 0 |  | 0 | 0 | 0 | 0 | 0 | 0 | 0 | 0 | 0 | 0 | 3375000 | 3375000 | 3375000 | 3375000 | 3375000 |  | 0.24107 | 0.24107 | 0.24107 | 0.24107 | 0.24107 |  |  | 25704000 | 25704000 | 25704000 | 25704000 | 25704000
2022-05-14 | 0 | 0 | 828.8543 | 0 | 0 |  | 0 | 0 | 268595.2488 | 0 | 0 | 0 | 0 | 413223.4597 | 0 | 0 | 3375000 | 3375000 | 3788223.4597 | 3375000 | 3375000 |  | 0.24107 | 0.24107 | 0.27059 | 0.24107 | 0.24107 |  |  | 25704000 | 25704000 | 25704000 | 25704000 | 25704000
2022-05-15 | 0 | 0 | 2500 | 0 | 2328.7983 |  | 0 | 0 | 810140.0851 | 0 | 754661.1254 | 0 | 0 | 1246369.3617 | 0 | 1161017.1159 | 3375000 | 3375000 | 4621369.3617 | 3375000 | 4536017.1159 |  | 0.24107 | 0.24107 | 0.3301 | 0.24107 | 0.324 |  |  | 25704000 | 25704000 | 25704000 | 25704000 | 25704000
2022-05-16 | 708.4 | 50.6 | 2144.6245 | 766.803 | 0 |  | 229561.2945 | 16397.2353 | 694978.5141 | 248487.1416 | 0 | 353171.2223 | 25226.5159 | 1069197.7141 | 382287.9102 | 0 | 3728171.2223 | 3400226.5159 | 4444197.7141 | 3757287.9102 | 3375000 |  | 0.2663 | 0.24287 | 0.31744 | 0.26838 | 0.24107 |  |  | 25704000 | 25704000 | 25704000 | 25704000 | 25704000
2022-05-17 | 0 | 0 | 0 | 1740.6896 | 0 |  | 0 | 0 | 0 | 564080.9774 | 0 | 0 | 0 | 0 | 867816.8883 | 0 | 3375000 | 3375000 | 3375000 | 4242816.8883 | 3375000 |  | 0.24107 | 0.24107 | 0.24107 | 0.30306 | 0.24107 |  |  | 25704000 | 25704000 | 25704000 | 25704000 | 25704000
2022-05-18 | 0 | 0 | 81.2187 | 0 | 2333.0635 |  | 0 | 0 | 26319.3954 | 0 | 756043.2918 | 0 | 0 | 40491.3775 | 0 | 1163143.5258 | 3375000 | 3375000 | 3415491.3775 | 3375000 | 4538143.5258 |  | 0.24107 | 0.24107 | 0.24396 | 0.24107 | 0.32415 |  |  | 25704000 | 25704000 | 25704000 | 25704000 | 25704000
2022-05-19 | 0 | 0 | 449.2953 | 0 | 1343.1807 |  | 0 | 0 | 145596.8532 | 0 | 435265.8236 | 0 | 0 | 223995.1588 | 0 | 669639.7286 | 3375000 | 3375000 | 3598995.1588 | 3375000 | 4044639.7286 |  | 0.24107 | 0.24107 | 0.25707 | 0.24107 | 0.2889 |  |  | 25704000 | 25704000 | 25704000 | 25704000 | 25704000
2022-05-20 | 0 | 0 | 0 | 0 | 0 |  | 0 | 0 | 0 | 0 | 0 | 0 | 0 | 0 | 0 | 0 | 3375000 | 3375000 | 3375000 | 3375000 | 3375000 |  | 0.24107 | 0.24107 | 0.24107 | 0.24107 | 0.24107 |  |  | 25704000 | 25704000 | 25704000 | 25704000 | 25704000
2022-05-21 | 2074.6 | 0 | 671.1704 | 0 | 541.9374 |  | 672286.6482 | 0 | 217496.8279 | 0 | 175618.0973 | 1034287.1511 | 0 | 334610.5044 | 0 | 270181.6881 | 4409287.1511 | 3375000 | 3709610.5044 | 3375000 | 3645181.6881 |  | 0.31495 | 0.24107 | 0.26497 | 0.24107 | 0.26037 |  |  | 25704000 | 25704000 | 25704000 | 25704000 | 25704000
2022-05-22 | 2500 | 50.6 | 2500 | 2152.6834 | 632.4243 |  | 810140.0851 | 16397.2353 | 810140.0851 | 697590.0332 | 204940.8954 | 1246369.3617 | 25226.5159 | 1246369.3617 | 1073215.4357 | 315293.6852 | 4621369.3617 | 3400226.5159 | 4621369.3617 | 4448215.4357 | 3690293.6852 |  | 0.3301 | 0.24287 | 0.3301 | 0.31773 | 0.26359 |  |  | 25704000 | 25704000 | 25704000 | 25704000 | 25704000
2022-05-23 | 202.4 | 50.6 | 0 | 0 | 0 |  | 65588.9413 | 16397.2353 | 0 | 0 | 0 | 100906.0635 | 25226.5159 | 0 | 0 | 0 | 3475906.0635 | 3400226.5159 | 3375000 | 3375000 | 3375000 |  | 0.24828 | 0.24287 | 0.24107 | 0.24107 | 0.24107 |  |  | 25704000 | 25704000 | 25704000 | 25704000 | 25704000
2022-05-24 | 1315.6 | 0 | 2139.6894 | 0 | 2500 |  | 426328.1184 | 0 | 693379.2513 | 0 | 810140.0851 | 655889.4129 | 0 | 1066737.3097 | 0 | 1246369.3617 | 4030889.4129 | 3375000 | 4441737.3097 | 3375000 | 4621369.3617 |  | 0.28792 | 0.24107 | 0.31727 | 0.24107 | 0.3301 |  |  | 25704000 | 25704000 | 25704000 | 25704000 | 25704000
2022-05-25 | 2500 | 0 | 2500 | 0 | 2500 |  | 810140.0851 | 0 | 810140.0851 | 0 | 810140.0851 | 1246369.3617 | 0 | 1246369.3617 | 0 | 1246369.3617 | 4621369.3617 | 3375000 | 4621369.3617 | 3375000 | 4621369.3617 |  | 0.3301 | 0.24107 | 0.3301 | 0.24107 | 0.3301 |  |  | 25704000 | 25704000 | 25704000 | 25704000 | 25704000
2022-05-26 | 0 | 0 | 0 | 0 | 1101.506 |  | 0 | 0 | 0 | 0 | 356949.6648 | 0 | 0 | 0 | 0 | 549153.3304 | 3375000 | 3375000 | 3375000 | 3375000 | 3924153.3304 |  | 0.24107 | 0.24107 | 0.24107 | 0.24107 | 0.2803 |  |  | 25704000 | 25704000 | 25704000 | 25704000 | 25704000
2022-05-27 | 1113.2 | 0 | 0 | 0 | 0 |  | 360739.1771 | 0 | 0 | 0 | 0 | 554983.3494 | 0 | 0 | 0 | 0 | 3929983.3494 | 3375000 | 3375000 | 3375000 | 3375000 |  | 0.28071 | 0.24107 | 0.24107 | 0.24107 | 0.24107 |  |  | 25704000 | 25704000 | 25704000 | 25704000 | 25704000
2022-05-28 | 0 | 0 | 0 | 53.6231 | 1487.137 |  | 0 | 0 | 0 | 17376.8846 | 481915.7186 | 0 | 0 | 0 | 26733.6687 | 741408.7979 | 3375000 | 3375000 | 3375000 | 3401733.6687 | 4116408.7979 |  | 0.24107 | 0.24107 | 0.24107 | 0.24298 | 0.29403 |  |  | 25704000 | 25704000 | 25704000 | 25704000 | 25704000
2022-05-29 | 0 | 0 | 0 | 0 | 0 |  | 0 | 0 | 0 | 0 | 0 | 0 | 0 | 0 | 0 | 0 | 3375000 | 3375000 | 3375000 | 3375000 | 3375000 |  | 0.24107 | 0.24107 | 0.24107 | 0.24107 | 0.24107 |  |  | 25704000 | 25704000 | 25704000 | 25704000 | 25704000
2022-05-30 | 0 | 0 | 669.5953 | 2049.8439 | 0 |  | 0 | 0 | 216986.3875 | 664264.284 | 0 | 0 | 0 | 333825.2115 | 1021945.0523 | 0 | 3375000 | 3375000 | 3708825.2115 | 4396945.0523 | 3375000 |  | 0.24107 | 0.24107 | 0.26492 | 0.31407 | 0.24107 |  |  | 25704000 | 25704000 | 25704000 | 25704000 | 25704000
2022-05-31 | 0 | 0 | 74.8929 | 0 | 1706.5547 |  | 0 | 0 | 24269.512 | 0 | 553019.3327 | 0 | 0 | 37337.7108 | 0 | 850798.9734 | 3375000 | 3375000 | 3412337.7108 | 3375000 | 4225798.9734 |  | 0.24107 | 0.24107 | 0.24374 | 0.24107 | 0.30184 |  |  | 25704000 | 25704000 | 25704000 | 25704000 | 25704000
2022-06-01 | 0 | 1872.2 | 0 | 2500 | 432.2079 |  | 0 | 606697.7069 | 0 | 810140.0851 | 140059.5768 | 0 | 933381.0876 | 0 | 1246369.3617 | 215476.272 | 3375000 | 4308381.0876 | 3375000 | 4621369.3617 | 3590476.272 |  | 0.24107 | 0.30774 | 0.24107 | 0.3301 | 0.25646 |  |  | 27417600 | 27417600 | 27417600 | 27417600 | 27417600
2022-06-02 | 0 | 708.4 | 2394.8147 | 0 | 0 |  | 0 | 229561.2945 | 776054.1478 | 0 | 0 | 0 | 353171.2223 | 1193929.4581 | 0 | 0 | 3375000 | 3728171.2223 | 4568929.4581 | 3375000 | 3375000 |  | 0.24107 | 0.2663 | 0.32635 | 0.24107 | 0.24107 |  |  | 27417600 | 27417600 | 27417600 | 27417600 | 27417600
2022-06-03 | 0 | 0 | 0 | 0 | 414.6888 |  | 0 | 0 | 0 | 0 | 134382.4117 | 0 | 0 | 0 | 0 | 206742.1718 | 3375000 | 3375000 | 3375000 | 3375000 | 3581742.1718 |  | 0.24107 | 0.24107 | 0.24107 | 0.24107 | 0.25584 |  |  | 27417600 | 27417600 | 27417600 | 27417600 | 27417600
2022-06-04 | 0 | 0 | 0 | 438.8776 | 0 |  | 0 | 0 | 0 | 142220.9329 | 0 | 0 | 0 | 0 | 218801.4353 | 0 | 3375000 | 3375000 | 3375000 | 3593801.4353 | 3375000 |  | 0.24107 | 0.24107 | 0.24107 | 0.2567 | 0.24107 |  |  | 27417600 | 27417600 | 27417600 | 27417600 | 27417600
2022-06-05 | 0 | 0 | 0 | 915.9979 | 1036.4722 |  | 0 | 0 | 0 | 296834.6593 | 335875.0719 | 0 | 0 | 0 | 456668.7066 | 516730.8798 | 3375000 | 3375000 | 3375000 | 3831668.7066 | 3891730.8798 |  | 0.24107 | 0.24107 | 0.24107 | 0.27369 | 0.27798 |  |  | 27417600 | 27417600 | 27417600 | 27417600 | 27417600
2022-06-06 | 0 | 0 | 0 | 0 | 1569.8484 |  | 0 | 0 | 0 | 0 | 508718.8487 | 0 | 0 | 0 | 0 | 782644.3827 | 3375000 | 3375000 | 3375000 | 3375000 | 4157644.3827 |  | 0.24107 | 0.24107 | 0.24107 | 0.24107 | 0.29697 |  |  | 27417600 | 27417600 | 27417600 | 27417600 | 27417600
2022-06-07 | 0 | 0 | 0 | 248.0536 | 0 |  | 0 | 0 | 0 | 80383.2683 | 0 | 0 | 0 | 0 | 123666.5667 | 0 | 3375000 | 3375000 | 3375000 | 3498666.5667 | 3375000 |  | 0.24107 | 0.24107 | 0.24107 | 0.2499 | 0.24107 |  |  | 27417600 | 27417600 | 27417600 | 27417600 | 27417600
2022-06-08 | 50.6 | 0 | 0 | 2088.2034 | 0 |  | 16397.2353 | 0 | 0 | 676694.8971 | 0 | 25226.5159 | 0 | 0 | 1041069.0724 | 0 | 3400226.5159 | 3375000 | 3375000 | 4416069.0724 | 3375000 |  | 0.24287 | 0.24107 | 0.24107 | 0.31543 | 0.24107 |  |  | 27417600 | 27417600 | 27417600 | 27417600 | 27417600
2022-06-09 | 0 | 0 | 933.7623 | 0 | 456.2187 |  | 0 | 0 | 302591.3141 | 0 | 147840.4098 | 0 | 0 | 465525.0987 | 0 | 227446.7842 | 3375000 | 3375000 | 3840525.0987 | 3375000 | 3602446.7842 |  | 0.24107 | 0.24107 | 0.27432 | 0.24107 | 0.25732 |  |  | 27417600 | 27417600 | 27417600 | 27417600 | 27417600
2022-06-10 | 0 | 0 | 397.8753 | 2213.2124 | 2500 |  | 0 | 0 | 128933.8908 | 717204.8329 | 810140.0851 | 0 | 0 | 198359.8321 | 1103392.0506 | 1246369.3617 | 3375000 | 3375000 | 3573359.8321 | 4478392.0506 | 4621369.3617 |  | 0.24107 | 0.24107 | 0.25524 | 0.31989 | 0.3301 |  |  | 27417600 | 27417600 | 27417600 | 27417600 | 27417600
2022-06-11 | 0 | 0 | 0 | 0 | 0 |  | 0 | 0 | 0 | 0 | 0 | 0 | 0 | 0 | 0 | 0 | 3375000 | 3375000 | 3375000 | 3375000 | 3375000 |  | 0.24107 | 0.24107 | 0.24107 | 0.24107 | 0.24107 |  |  | 27417600 | 27417600 | 27417600 | 27417600 | 27417600
2022-06-12 | 0 | 0 | 0 | 0 | 0 |  | 0 | 0 | 0 | 0 | 0 | 0 | 0 | 0 | 0 | 0 | 3375000 | 3375000 | 3375000 | 3375000 | 3375000 |  | 0.24107 | 0.24107 | 0.24107 | 0.24107 | 0.24107 |  |  | 27417600 | 27417600 | 27417600 | 27417600 | 27417600
2022-06-13 | 0 | 0 | 0 | 270.4293 | 0 |  | 0 | 0 | 0 | 87634.2345 | 0 | 0 | 0 | 0 | 134821.8992 | 0 | 3375000 | 3375000 | 3375000 | 3509821.8992 | 3375000 |  | 0.24107 | 0.24107 | 0.24107 | 0.2507 | 0.24107 |  |  | 27417600 | 27417600 | 27417600 | 27417600 | 27417600
2022-06-14 | 910.8 | 0 | 1641.4318 | 0 | 2500 |  | 295150.2358 | 0 | 531915.8834 | 0 | 810140.0851 | 454077.2859 | 0 | 818332.1282 | 0 | 1246369.3617 | 3829077.2859 | 3375000 | 4193332.1282 | 3375000 | 4621369.3617 |  | 0.27351 | 0.24107 | 0.29952 | 0.24107 | 0.3301 |  |  | 27417600 | 27417600 | 27417600 | 27417600 | 27417600
2022-06-15 | 0 | 0 | 0 | 2225.0809 | 2171.2607 |  | 0 | 0 | 0 | 721050.8884 | 703610.144 | 0 | 0 | 0 | 1109309.0591 | 1082477.1446 | 3375000 | 3375000 | 3375000 | 4484309.0591 | 4457477.1446 |  | 0.24107 | 0.24107 | 0.24107 | 0.32031 | 0.31839 |  |  | 27417600 | 27417600 | 27417600 | 27417600 | 27417600
2022-06-16 | 0 | 0 | 0 | 362.172 | 0 |  | 0 | 0 | 0 | 117364.0323 | 0 | 0 | 0 | 0 | 180560.0497 | 0 | 3375000 | 3375000 | 3375000 | 3555560.0497 | 3375000 |  | 0.24107 | 0.24107 | 0.24107 | 0.25397 | 0.24107 |  |  | 27417600 | 27417600 | 27417600 | 27417600 | 27417600
2022-06-17 | 0 | 0 | 1218.8169 | 0 | 0 |  | 0 | 0 | 394964.9809 | 0 | 0 | 0 | 0 | 607638.4321 | 0 | 0 | 3375000 | 3375000 | 3982638.4321 | 3375000 | 3375000 |  | 0.24107 | 0.24107 | 0.28447 | 0.24107 | 0.24107 |  |  | 27417600 | 27417600 | 27417600 | 27417600 | 27417600
2022-06-18 | 404.8 | 1771 | 2500 | 0 | 0 |  | 131177.8826 | 573903.2363 | 810140.0851 | 0 | 0 | 201812.127 | 882928.0558 | 1246369.3617 | 0 | 0 | 3576812.127 | 4257928.0558 | 4621369.3617 | 3375000 | 3375000 |  | 0.25549 | 0.30414 | 0.3301 | 0.24107 | 0.24107 |  |  | 27417600 | 27417600 | 27417600 | 27417600 | 27417600
2022-06-19 | 2500 | 0 | 2500 | 0 | 2500 |  | 810140.0851 | 0 | 810140.0851 | 0 | 810140.0851 | 1246369.3617 | 0 | 1246369.3617 | 0 | 1246369.3617 | 4621369.3617 | 3375000 | 4621369.3617 | 3375000 | 4621369.3617 |  | 0.3301 | 0.24107 | 0.3301 | 0.24107 | 0.3301 |  |  | 27417600 | 27417600 | 27417600 | 27417600 | 27417600
2022-06-20 | 809.6 | 0 | 0 | 0 | 2187.6355 |  | 262355.7652 | 0 | 0 | 0 | 708916.4865 | 403624.2541 | 0 | 0 | 0 | 1090640.7485 | 3778624.2541 | 3375000 | 3375000 | 3375000 | 4465640.7485 |  | 0.2699 | 0.24107 | 0.24107 | 0.24107 | 0.31897 |  |  | 27417600 | 27417600 | 27417600 | 27417600 | 27417600
2022-06-21 | 303.6 | 0 | 0 | 0 | 0 |  | 98383.4119 | 0 | 0 | 0 | 0 | 151359.0953 | 0 | 0 | 0 | 0 | 3526359.0953 | 3375000 | 3375000 | 3375000 | 3375000 |  | 0.25188 | 0.24107 | 0.24107 | 0.24107 | 0.24107 |  |  | 27417600 | 27417600 | 27417600 | 27417600 | 27417600
2022-06-22 | 0 | 0 | 0 | 0 | 0 |  | 0 | 0 | 0 | 0 | 0 | 0 | 0 | 0 | 0 | 0 | 3375000 | 3375000 | 3375000 | 3375000 | 3375000 |  | 0.24107 | 0.24107 | 0.24107 | 0.24107 | 0.24107 |  |  | 27417600 | 27417600 | 27417600 | 27417600 | 27417600
2022-06-23 | 2500 | 354.2 | 0 | 1062.1809 | 994.3349 |  | 810140.0851 | 114780.6473 | 0 | 344206.1456 | 322220.211 | 1246369.3617 | 176585.6112 | 0 | 529547.9162 | 495723.4016 | 4621369.3617 | 3551585.6112 | 3375000 | 3904547.9162 | 3870723.4016 |  | 0.3301 | 0.25368 | 0.24107 | 0.2789 | 0.27648 |  |  | 27417600 | 27417600 | 27417600 | 27417600 | 27417600
2022-06-24 | 303.6 | 2500 | 1438.6544 | 2500 | 2500 |  | 98383.4119 | 810140.0851 | 466204.6512 | 810140.0851 | 810140.0851 | 151359.0953 | 1246369.3617 | 717237.925 | 1246369.3617 | 1246369.3617 | 3526359.0953 | 4621369.3617 | 4092237.925 | 4621369.3617 | 4621369.3617 |  | 0.25188 | 0.3301 | 0.2923 | 0.3301 | 0.3301 |  |  | 27417600 | 27417600 | 27417600 | 27417600 | 27417600
2022-06-25 | 0 | 1012 | 693.7052 | 0 | 0 |  | 0 | 327944.7065 | 224799.3688 | 0 | 0 | 0 | 504530.3176 | 345845.1827 | 0 | 0 | 3375000 | 3879530.3176 | 3720845.1827 | 3375000 | 3375000 |  | 0.24107 | 0.27711 | 0.26577 | 0.24107 | 0.24107 |  |  | 27417600 | 27417600 | 27417600 | 27417600 | 27417600
2022-06-26 | 1467.4 | 0 | 2500 | 0 | 2452.3854 |  | 475519.8244 | 0 | 810140.0851 | 0 | 794710.3027 | 731568.9605 | 0 | 1246369.3617 | 0 | 1222631.235 | 4106568.9605 | 3375000 | 4621369.3617 | 3375000 | 4597631.235 |  | 0.29333 | 0.24107 | 0.3301 | 0.24107 | 0.3284 |  |  | 27417600 | 27417600 | 27417600 | 27417600 | 27417600
2022-06-27 | 2500 | 0 | 2500 | 0 | 2500 |  | 810140.0851 | 0 | 810140.0851 | 0 | 810140.0851 | 1246369.3617 | 0 | 1246369.3617 | 0 | 1246369.3617 | 4621369.3617 | 3375000 | 4621369.3617 | 3375000 | 4621369.3617 |  | 0.3301 | 0.24107 | 0.3301 | 0.24107 | 0.3301 |  |  | 27417600 | 27417600 | 27417600 | 27417600 | 27417600
2022-06-28 | 2500 | 0 | 766.3461 | 0 | 0 |  | 810140.0851 | 0 | 248339.0824 | 0 | 0 | 1246369.3617 | 0 | 382060.1268 | 0 | 0 | 4621369.3617 | 3375000 | 3757060.1268 | 3375000 | 3375000 |  | 0.3301 | 0.24107 | 0.26836 | 0.24107 | 0.24107 |  |  | 27417600 | 27417600 | 27417600 | 27417600 | 27417600
2022-06-29 | 151.8 | 0 | 0 | 1598.17 | 2171.258 |  | 49191.706 | 0 | 0 | 517896.6335 | 703609.2543 | 75679.5476 | 0 | 0 | 796764.0515 | 1082475.7758 | 3450679.5476 | 3375000 | 3375000 | 4171764.0515 | 4457475.7758 |  | 0.24648 | 0.24107 | 0.24107 | 0.29798 | 0.31839 |  |  | 27417600 | 27417600 | 27417600 | 27417600 | 27417600
2022-06-30 | 0 | 0 | 0 | 0 | 0 |  | 0 | 0 | 0 | 0 | 0 | 0 | 0 | 0 | 0 | 0 | 3375000 | 3375000 | 3375000 | 3375000 | 3375000 |  | 0.24107 | 0.24107 | 0.24107 | 0.24107 | 0.24107 |  |  | 27417600 | 27417600 | 27417600 | 27417600 | 27417600
2022-07-01 | 0 | 0 | 0 | 0 | 0 |  | 0 | 0 | 0 | 0 | 0 | 0 | 0 | 0 | 0 | 0 | 3375000 | 3375000 | 3375000 | 3375000 | 3375000 |  | 0.24107 | 0.24107 | 0.24107 | 0.24107 | 0.24107 |  |  | 26560800 | 26560800 | 26560800 | 26560800 | 26560800
2022-07-02 | 455.4 | 0 | 0 | 0 | 0 |  | 147575.1179 | 0 | 0 | 0 | 0 | 227038.6429 | 0 | 0 | 0 | 0 | 3602038.6429 | 3375000 | 3375000 | 3375000 | 3375000 |  | 0.25729 | 0.24107 | 0.24107 | 0.24107 | 0.24107 |  |  | 26560800 | 26560800 | 26560800 | 26560800 | 26560800
2022-07-03 | 1568.6 | 0 | 0 | 0 | 0 |  | 508314.295 | 0 | 0 | 0 | 0 | 782021.9923 | 0 | 0 | 0 | 0 | 4157021.9923 | 3375000 | 3375000 | 3375000 | 3375000 |  | 0.29693 | 0.24107 | 0.24107 | 0.24107 | 0.24107 |  |  | 26560800 | 26560800 | 26560800 | 26560800 | 26560800
2022-07-04 | 2378.2 | 0 | 0 | 0 | 2500 |  | 770670.0602 | 0 | 0 | 0 | 810140.0851 | 1185646.2464 | 0 | 0 | 0 | 1246369.3617 | 4560646.2464 | 3375000 | 3375000 | 3375000 | 4621369.3617 |  | 0.32576 | 0.24107 | 0.24107 | 0.24107 | 0.3301 |  |  | 26560800 | 26560800 | 26560800 | 26560800 | 26560800
2022-07-05 | 2500 | 0 | 2500 | 1066.1145 | 2500 |  | 810140.0851 | 0 | 810140.0851 | 345480.8504 | 810140.0851 | 1246369.3617 | 0 | 1246369.3617 | 531509.0006 | 1246369.3617 | 4621369.3617 | 3375000 | 4621369.3617 | 3906509.0006 | 4621369.3617 |  | 0.3301 | 0.24107 | 0.3301 | 0.27904 | 0.3301 |  |  | 26560800 | 26560800 | 26560800 | 26560800 | 26560800
2022-07-06 | 2500 | 0 | 2500 | 1156.132 | 1864.9319 |  | 810140.0851 | 0 | 810140.0851 | 374651.5592 | 604342.4253 | 1246369.3617 | 0 | 1246369.3617 | 576387.0141 | 929757.5774 | 4621369.3617 | 3375000 | 4621369.3617 | 3951387.0141 | 4304757.5774 |  | 0.3301 | 0.24107 | 0.3301 | 0.28224 | 0.30748 |  |  | 26560800 | 26560800 | 26560800 | 26560800 | 26560800
2022-07-07 | 0 | 50.6 | 0 | 0 | 629.2302 |  | 0 | 16397.2353 | 0 | 0 | 203905.8277 | 0 | 25226.5159 | 0 | 0 | 313701.2735 | 3375000 | 3400226.5159 | 3375000 | 3375000 | 3688701.2735 |  | 0.24107 | 0.24287 | 0.24107 | 0.24107 | 0.26348 |  |  | 26560800 | 26560800 | 26560800 | 26560800 | 26560800
2022-07-08 | 0 | 0 | 0 | 0 | 0 |  | 0 | 0 | 0 | 0 | 0 | 0 | 0 | 0 | 0 | 0 | 3375000 | 3375000 | 3375000 | 3375000 | 3375000 |  | 0.24107 | 0.24107 | 0.24107 | 0.24107 | 0.24107 |  |  | 26560800 | 26560800 | 26560800 | 26560800 | 26560800
2022-07-09 | 0 | 253 | 0 | 757.8994 | 1290.417 |  | 0 | 81986.1766 | 0 | 245601.8615 | 418167.4016 | 0 | 126132.5794 | 0 | 377849.0177 | 643334.464 | 3375000 | 3501132.5794 | 3375000 | 3752849.0177 | 4018334.464 |  | 0.24107 | 0.25008 | 0.24107 | 0.26806 | 0.28702 |  |  | 26560800 | 26560800 | 26560800 | 26560800 | 26560800
2022-07-10 | 0 | 303.6 | 1572.7338 | 0 | 534.3041 |  | 0 | 98383.4119 | 509653.886 | 0 | 173144.4567 | 0 | 151359.0953 | 784082.9015 | 0 | 266376.0872 | 3375000 | 3526359.0953 | 4159082.9015 | 3375000 | 3641376.0872 |  | 0.24107 | 0.25188 | 0.29708 | 0.24107 | 0.2601 |  |  | 26560800 | 26560800 | 26560800 | 26560800 | 26560800
2022-07-11 | 0 | 607.2 | 0 | 0 | 0 |  | 0 | 196766.8239 | 0 | 0 | 0 | 0 | 302718.1906 | 0 | 0 | 0 | 3375000 | 3677718.1906 | 3375000 | 3375000 | 3375000 |  | 0.24107 | 0.26269 | 0.24107 | 0.24107 | 0.24107 |  |  | 26560800 | 26560800 | 26560800 | 26560800 | 26560800
2022-07-12 | 0 | 1012 | 0 | 0 | 839.0929 |  | 0 | 327944.7065 | 0 | 0 | 271913.1248 | 0 | 504530.3176 | 0 | 0 | 418327.8843 | 3375000 | 3879530.3176 | 3375000 | 3375000 | 3793327.8843 |  | 0.24107 | 0.27711 | 0.24107 | 0.24107 | 0.27095 |  |  | 26560800 | 26560800 | 26560800 | 26560800 | 26560800
2022-07-13 | 0 | 0 | 0 | 0 | 0 |  | 0 | 0 | 0 | 0 | 0 | 0 | 0 | 0 | 0 | 0 | 3375000 | 3375000 | 3375000 | 3375000 | 3375000 |  | 0.24107 | 0.24107 | 0.24107 | 0.24107 | 0.24107 |  |  | 26560800 | 26560800 | 26560800 | 26560800 | 26560800
2022-07-14 | 0 | 0 | 0 | 1275.0738 | 1121.9881 |  | 0 | 0 | 0 | 413195.3431 | 363587.0295 | 0 | 0 | 0 | 635685.1432 | 559364.6608 | 3375000 | 3375000 | 3375000 | 4010685.1432 | 3934364.6608 |  | 0.24107 | 0.24107 | 0.24107 | 0.28648 | 0.28103 |  |  | 26560800 | 26560800 | 26560800 | 26560800 | 26560800
2022-07-15 | 0 | 0 | 0 | 0 | 90.2943 |  | 0 | 0 | 0 | 0 | 29260.4091 | 0 | 0 | 0 | 0 | 45016.0139 | 3375000 | 3375000 | 3375000 | 3375000 | 3420016.0139 |  | 0.24107 | 0.24107 | 0.24107 | 0.24107 | 0.24429 |  |  | 26560800 | 26560800 | 26560800 | 26560800 | 26560800
2022-07-16 | 0 | 0 | 2377.2721 | 0 | 0 |  | 0 | 0 | 770369.3586 | 0 | 0 | 0 | 0 | 1185183.6286 | 0 | 0 | 3375000 | 3375000 | 4560183.6286 | 3375000 | 3375000 |  | 0.24107 | 0.24107 | 0.32573 | 0.24107 | 0.24107 |  |  | 26560800 | 26560800 | 26560800 | 26560800 | 26560800
2022-07-17 | 0 | 0 | 1117.8686 | 0 | 0 |  | 0 | 0 | 362252.0621 | 0 | 0 | 0 | 0 | 557310.8648 | 0 | 0 | 3375000 | 3375000 | 3932310.8648 | 3375000 | 3375000 |  | 0.24107 | 0.24107 | 0.28088 | 0.24107 | 0.24107 |  |  | 26560800 | 26560800 | 26560800 | 26560800 | 26560800
2022-07-18 | 2500 | 0 | 2500 | 0 | 2500 |  | 810140.0851 | 0 | 810140.0851 | 0 | 810140.0851 | 1246369.3617 | 0 | 1246369.3617 | 0 | 1246369.3617 | 4621369.3617 | 3375000 | 4621369.3617 | 3375000 | 4621369.3617 |  | 0.3301 | 0.24107 | 0.3301 | 0.24107 | 0.3301 |  |  | 26560800 | 26560800 | 26560800 | 26560800 | 26560800
2022-07-19 | 455.4 | 0 | 0 | 1396.0252 | 1555.4287 |  | 147575.1179 | 0 | 0 | 452390.3998 | 504046.0537 | 227038.6429 | 0 | 0 | 695985.2304 | 775455.4673 | 3602038.6429 | 3375000 | 3375000 | 4070985.2304 | 4150455.4673 |  | 0.25729 | 0.24107 | 0.24107 | 0.29078 | 0.29646 |  |  | 26560800 | 26560800 | 26560800 | 26560800 | 26560800
2022-07-20 | 0 | 151.8 | 0 | 0 | 2234.5463 |  | 0 | 49191.706 | 0 | 0 | 724118.2231 | 0 | 75679.5476 | 0 | 0 | 1114028.0355 | 3375000 | 3450679.5476 | 3375000 | 3375000 | 4489028.0355 |  | 0.24107 | 0.24648 | 0.24107 | 0.24107 | 0.32064 |  |  | 26560800 | 26560800 | 26560800 | 26560800 | 26560800
2022-07-21 | 0 | 0 | 0 | 0 | 1159.6586 |  | 0 | 0 | 0 | 0 | 375794.376 | 0 | 0 | 0 | 0 | 578145.1938 | 3375000 | 3375000 | 3375000 | 3375000 | 3953145.1938 |  | 0.24107 | 0.24107 | 0.24107 | 0.24107 | 0.28237 |  |  | 26560800 | 26560800 | 26560800 | 26560800 | 26560800
2022-07-22 | 2024 | 0 | 2500 | 0 | 2500 |  | 655889.4129 | 0 | 810140.0851 | 0 | 810140.0851 | 1009060.6352 | 0 | 1246369.3617 | 0 | 1246369.3617 | 4384060.6352 | 3375000 | 4621369.3617 | 3375000 | 4621369.3617 |  | 0.31315 | 0.24107 | 0.3301 | 0.24107 | 0.3301 |  |  | 26560800 | 26560800 | 26560800 | 26560800 | 26560800
2022-07-23 | 2500 | 2125.2 | 2500 | 0 | 2500 |  | 810140.0851 | 688683.8835 | 810140.0851 | 0 | 810140.0851 | 1246369.3617 | 1059513.667 | 1246369.3617 | 0 | 1246369.3617 | 4621369.3617 | 4434513.667 | 4621369.3617 | 3375000 | 4621369.3617 |  | 0.3301 | 0.31675 | 0.3301 | 0.24107 | 0.3301 |  |  | 26560800 | 26560800 | 26560800 | 26560800 | 26560800
2022-07-24 | 151.8 | 1012 | 0 | 79.6498 | 626.5552 |  | 49191.706 | 327944.7065 | 0 | 25810.9861 | 203038.9808 | 75679.5476 | 504530.3176 | 0 | 39709.2094 | 312367.6628 | 3450679.5476 | 3879530.3176 | 3375000 | 3414709.2094 | 3687367.6628 |  | 0.24648 | 0.27711 | 0.24107 | 0.24391 | 0.26338 |  |  | 26560800 | 26560800 | 26560800 | 26560800 | 26560800
2022-07-25 | 0 | 1062.6 | 0 | 0 | 0 |  | 0 | 344341.9418 | 0 | 0 | 0 | 0 | 529756.8335 | 0 | 0 | 0 | 3375000 | 3904756.8335 | 3375000 | 3375000 | 3375000 |  | 0.24107 | 0.27891 | 0.24107 | 0.24107 | 0.24107 |  |  | 26560800 | 26560800 | 26560800 | 26560800 | 26560800
2022-07-26 | 0 | 0 | 0 | 0 | 0 |  | 0 | 0 | 0 | 0 | 0 | 0 | 0 | 0 | 0 | 0 | 3375000 | 3375000 | 3375000 | 3375000 | 3375000 |  | 0.24107 | 0.24107 | 0.24107 | 0.24107 | 0.24107 |  |  | 26560800 | 26560800 | 26560800 | 26560800 | 26560800
2022-07-27 | 0 | 0 | 0 | 0 | 0 |  | 0 | 0 | 0 | 0 | 0 | 0 | 0 | 0 | 0 | 0 | 3375000 | 3375000 | 3375000 | 3375000 | 3375000 |  | 0.24107 | 0.24107 | 0.24107 | 0.24107 | 0.24107 |  |  | 26560800 | 26560800 | 26560800 | 26560800 | 26560800
2022-07-28 | 0 | 0 | 0 | 0 | 530.3113 |  | 0 | 0 | 0 | 0 | 171850.5647 | 0 | 0 | 0 | 0 | 264385.4842 | 3375000 | 3375000 | 3375000 | 3375000 | 3639385.4842 |  | 0.24107 | 0.24107 | 0.24107 | 0.24107 | 0.25996 |  |  | 26560800 | 26560800 | 26560800 | 26560800 | 26560800
2022-07-29 | 0 | 0 | 0 | 0 | 1658.594 |  | 0 | 0 | 0 | 0 | 537477.4011 | 0 | 0 | 0 | 0 | 826888.3093 | 3375000 | 3375000 | 3375000 | 3375000 | 4201888.3093 |  | 0.24107 | 0.24107 | 0.24107 | 0.24107 | 0.30013 |  |  | 26560800 | 26560800 | 26560800 | 26560800 | 26560800
2022-07-30 | 0 | 0 | 1696.195 | 0 | 0 |  | 0 | 0 | 549662.226 | 0 | 0 | 0 | 0 | 845634.1939 | 0 | 0 | 3375000 | 3375000 | 4220634.1939 | 3375000 | 3375000 |  | 0.24107 | 0.24107 | 0.30147 | 0.24107 | 0.24107 |  |  | 26560800 | 26560800 | 26560800 | 26560800 | 26560800
2022-07-31 | 0 | 0 | 232.779 | 0 | 0 |  | 0 | 0 | 75433.4378 | 0 | 0 | 0 | 0 | 116051.4427 | 0 | 0 | 3375000 | 3375000 | 3491051.4427 | 3375000 | 3375000 |  | 0.24107 | 0.24107 | 0.24936 | 0.24107 | 0.24107 |  |  | 26560800 | 26560800 | 26560800 | 26560800 | 26560800
2022-08-01 | 0 | 0 | 0 | 0 | 1926.5137 |  | 0 | 0 | 0 | 0 | 624298.3845 | 0 | 0 | 0 | 0 | 960459.0531 | 3375000 | 3375000 | 3375000 | 3375000 | 4335459.0531 |  | 0.24107 | 0.24107 | 0.24107 | 0.24107 | 0.30968 |  |  | 24847200 | 24847200 | 24847200 | 24847200 | 24847200
2022-08-02 | 0 | 0 | 0 | 2332.882 | 0 |  | 0 | 0 | 0 | 755984.4894 | 0 | 0 | 0 | 0 | 1163053.0606 | 0 | 3375000 | 3375000 | 3375000 | 4538053.0606 | 3375000 |  | 0.24107 | 0.24107 | 0.24107 | 0.32415 | 0.24107 |  |  | 24847200 | 24847200 | 24847200 | 24847200 | 24847200
2022-08-03 | 0 | 0 | 1823.3281 | 0 | 2500 |  | 0 | 0 | 590860.4591 | 0 | 810140.0851 | 0 | 0 | 909016.0909 | 0 | 1246369.3617 | 3375000 | 3375000 | 4284016.0909 | 3375000 | 4621369.3617 |  | 0.24107 | 0.24107 | 0.306 | 0.24107 | 0.3301 |  |  | 24847200 | 24847200 | 24847200 | 24847200 | 24847200
2022-08-04 | 0 | 0 | 0 | 0 | 0 |  | 0 | 0 | 0 | 0 | 0 | 0 | 0 | 0 | 0 | 0 | 3375000 | 3375000 | 3375000 | 3375000 | 3375000 |  | 0.24107 | 0.24107 | 0.24107 | 0.24107 | 0.24107 |  |  | 24847200 | 24847200 | 24847200 | 24847200 | 24847200
2022-08-05 | 0 | 0 | 0 | 0 | 0 |  | 0 | 0 | 0 | 0 | 0 | 0 | 0 | 0 | 0 | 0 | 3375000 | 3375000 | 3375000 | 3375000 | 3375000 |  | 0.24107 | 0.24107 | 0.24107 | 0.24107 | 0.24107 |  |  | 24847200 | 24847200 | 24847200 | 24847200 | 24847200
2022-08-06 | 0 | 809.6 | 0 | 0 | 0 |  | 0 | 262355.7652 | 0 | 0 | 0 | 0 | 403624.2541 | 0 | 0 | 0 | 3375000 | 3778624.2541 | 3375000 | 3375000 | 3375000 |  | 0.24107 | 0.2699 | 0.24107 | 0.24107 | 0.24107 |  |  | 24847200 | 24847200 | 24847200 | 24847200 | 24847200
2022-08-07 | 0 | 2500 | 0 | 2500 | 0 |  | 0 | 810140.0851 | 0 | 810140.0851 | 0 | 0 | 1246369.3617 | 0 | 1246369.3617 | 0 | 3375000 | 4621369.3617 | 3375000 | 4621369.3617 | 3375000 |  | 0.24107 | 0.3301 | 0.24107 | 0.3301 | 0.24107 |  |  | 24847200 | 24847200 | 24847200 | 24847200 | 24847200
2022-08-08 | 0 | 2500 | 1380.5338 | 2500 | 0 |  | 0 | 810140.0851 | 447370.2962 | 810140.0851 | 0 | 0 | 1246369.3617 | 688261.9942 | 1246369.3617 | 0 | 3375000 | 4621369.3617 | 4063261.9942 | 4621369.3617 | 3375000 |  | 0.24107 | 0.3301 | 0.29023 | 0.3301 | 0.24107 |  |  | 24847200 | 24847200 | 24847200 | 24847200 | 24847200
2022-08-09 | 0 | 455.4 | 0 | 0 | 0 |  | 0 | 147575.1179 | 0 | 0 | 0 | 0 | 227038.6429 | 0 | 0 | 0 | 3375000 | 3602038.6429 | 3375000 | 3375000 | 3375000 |  | 0.24107 | 0.25729 | 0.24107 | 0.24107 | 0.24107 |  |  | 24847200 | 24847200 | 24847200 | 24847200 | 24847200
2022-08-10 | 0 | 0 | 2196.073 | 1468.2611 | 2500 |  | 0 | 0 | 711650.7001 | 475798.858 | 810140.0851 | 0 | 0 | 1094847.2309 | 731998.2431 | 1246369.3617 | 3375000 | 3375000 | 4469847.2309 | 4106998.2431 | 4621369.3617 |  | 0.24107 | 0.24107 | 0.31927 | 0.29336 | 0.3301 |  |  | 24847200 | 24847200 | 24847200 | 24847200 | 24847200
2022-08-11 | 0 | 0 | 0 | 0 | 1062.2117 |  | 0 | 0 | 0 | 0 | 344216.1007 | 0 | 0 | 0 | 0 | 529563.2318 | 3375000 | 3375000 | 3375000 | 3375000 | 3904563.2318 |  | 0.24107 | 0.24107 | 0.24107 | 0.24107 | 0.2789 |  |  | 24847200 | 24847200 | 24847200 | 24847200 | 24847200
2022-08-12 | 0 | 0 | 517.7907 | 2237.0079 | 2500 |  | 0 | 0 | 167793.2149 | 724915.9101 | 810140.0851 | 0 | 0 | 258143.4076 | 1115255.2463 | 1246369.3617 | 3375000 | 3375000 | 3633143.4076 | 4490255.2463 | 4621369.3617 |  | 0.24107 | 0.24107 | 0.25951 | 0.32073 | 0.3301 |  |  | 24847200 | 24847200 | 24847200 | 24847200 | 24847200
2022-08-13 | 0 | 0 | 0 | 586.4276 | 0 |  | 0 | 0 | 0 | 190035.4011 | 0 | 0 | 0 | 0 | 292362.1556 | 0 | 3375000 | 3375000 | 3375000 | 3667362.1556 | 3375000 |  | 0.24107 | 0.24107 | 0.24107 | 0.26195 | 0.24107 |  |  | 24847200 | 24847200 | 24847200 | 24847200 | 24847200
2022-08-14 | 0 | 0 | 176.0249 | 0 | 833.3394 |  | 0 | 0 | 57041.9325 | 0 | 270048.6696 | 0 | 0 | 87756.8193 | 0 | 415459.4917 | 3375000 | 3375000 | 3462756.8193 | 3375000 | 3790459.4917 |  | 0.24107 | 0.24107 | 0.24734 | 0.24107 | 0.27075 |  |  | 24847200 | 24847200 | 24847200 | 24847200 | 24847200
2022-08-15 | 0 | 0 | 0 | 0 | 0 |  | 0 | 0 | 0 | 0 | 0 | 0 | 0 | 0 | 0 | 0 | 3375000 | 3375000 | 3375000 | 3375000 | 3375000 |  | 0.24107 | 0.24107 | 0.24107 | 0.24107 | 0.24107 |  |  | 24847200 | 24847200 | 24847200 | 24847200 | 24847200
2022-08-16 | 0 | 0 | 0 | 0 | 791.6491 |  | 0 | 0 | 0 | 0 | 256538.6643 | 0 | 0 | 0 | 0 | 394674.8682 | 3375000 | 3375000 | 3375000 | 3375000 | 3769674.8682 |  | 0.24107 | 0.24107 | 0.24107 | 0.24107 | 0.26926 |  |  | 24847200 | 24847200 | 24847200 | 24847200 | 24847200
2022-08-17 | 0 | 0 | 0 | 1819.0342 | 1255.3897 |  | 0 | 0 | 0 | 589469.0149 | 406816.5964 | 0 | 0 | 0 | 906875.4075 | 625871.6867 | 3375000 | 3375000 | 3375000 | 4281875.4075 | 4000871.6867 |  | 0.24107 | 0.24107 | 0.24107 | 0.30585 | 0.28578 |  |  | 24847200 | 24847200 | 24847200 | 24847200 | 24847200
2022-08-18 | 0 | 0 | 0 | 0 | 0 |  | 0 | 0 | 0 | 0 | 0 | 0 | 0 | 0 | 0 | 0 | 3375000 | 3375000 | 3375000 | 3375000 | 3375000 |  | 0.24107 | 0.24107 | 0.24107 | 0.24107 | 0.24107 |  |  | 24847200 | 24847200 | 24847200 | 24847200 | 24847200
2022-08-19 | 0 | 0 | 0 | 1895.3696 | 320.7934 |  | 0 | 0 | 0 | 614205.9571 | 103955.047 | 0 | 0 | 0 | 944932.2417 | 159930.8415 | 3375000 | 3375000 | 3375000 | 4319932.2417 | 3534930.8415 |  | 0.24107 | 0.24107 | 0.24107 | 0.30857 | 0.2525 |  |  | 24847200 | 24847200 | 24847200 | 24847200 | 24847200
2022-08-20 | 0 | 0 | 1531.9671 | 0 | 2500 |  | 0 | 0 | 496443.1987 | 0 | 810140.0851 | 0 | 0 | 763758.7673 | 0 | 1246369.3617 | 3375000 | 3375000 | 4138758.7673 | 3375000 | 4621369.3617 |  | 0.24107 | 0.24107 | 0.29563 | 0.24107 | 0.3301 |  |  | 24847200 | 24847200 | 24847200 | 24847200 | 24847200
2022-08-21 | 0 | 0 | 395.781 | 2418.5392 | 0 |  | 0 | 0 | 128255.2227 | 783742.2256 | 0 | 0 | 0 | 197315.7272 | 1205757.2701 | 0 | 3375000 | 3375000 | 3572315.7272 | 4580757.2701 | 3375000 |  | 0.24107 | 0.24107 | 0.25517 | 0.3272 | 0.24107 |  |  | 24847200 | 24847200 | 24847200 | 24847200 | 24847200
2022-08-22 | 0 | 0 | 0 | 2500 | 0 |  | 0 | 0 | 0 | 810140.0851 | 0 | 0 | 0 | 0 | 1246369.3617 | 0 | 3375000 | 3375000 | 3375000 | 4621369.3617 | 3375000 |  | 0.24107 | 0.24107 | 0.24107 | 0.3301 | 0.24107 |  |  | 24847200 | 24847200 | 24847200 | 24847200 | 24847200
2022-08-23 | 0 | 0 | 0 | 1407.9749 | 192.8605 |  | 0 | 0 | 0 | 456262.7501 | 62497.6143 | 0 | 0 | 0 | 701942.6924 | 96150.1759 | 3375000 | 3375000 | 3375000 | 4076942.6924 | 3471150.1759 |  | 0.24107 | 0.24107 | 0.24107 | 0.29121 | 0.24794 |  |  | 24847200 | 24847200 | 24847200 | 24847200 | 24847200
2022-08-24 | 0 | 0 | 0 | 0 | 1471.221 |  | 0 | 0 | 0 | 0 | 476758.0263 | 0 | 0 | 0 | 0 | 733473.8867 | 3375000 | 3375000 | 3375000 | 3375000 | 4108473.8867 |  | 0.24107 | 0.24107 | 0.24107 | 0.24107 | 0.29346 |  |  | 24847200 | 24847200 | 24847200 | 24847200 | 24847200
2022-08-25 | 0 | 0 | 0 | 2312.9496 | 0 |  | 0 | 0 | 0 | 749525.2722 | 0 | 0 | 0 | 0 | 1153115.8034 | 0 | 3375000 | 3375000 | 3375000 | 4528115.8034 | 3375000 |  | 0.24107 | 0.24107 | 0.24107 | 0.32344 | 0.24107 |  |  | 24847200 | 24847200 | 24847200 | 24847200 | 24847200
2022-08-26 | 0 | 0 | 0 | 2199.1065 | 1207.5053 |  | 0 | 0 | 0 | 712633.7442 | 391299.3773 | 0 | 0 | 0 | 1096359.6065 | 601999.042 | 3375000 | 3375000 | 3375000 | 4471359.6065 | 3976999.042 |  | 0.24107 | 0.24107 | 0.24107 | 0.31938 | 0.28407 |  |  | 24847200 | 24847200 | 24847200 | 24847200 | 24847200
2022-08-27 | 0 | 708.4 | 0 | 276.837 | 0 |  | 0 | 229561.2945 | 0 | 89710.7118 | 0 | 0 | 353171.2223 | 0 | 138016.4797 | 0 | 3375000 | 3728171.2223 | 3375000 | 3513016.4797 | 3375000 |  | 0.24107 | 0.2663 | 0.24107 | 0.25093 | 0.24107 |  |  | 24847200 | 24847200 | 24847200 | 24847200 | 24847200
2022-08-28 | 101.2 | 2500 | 1183.9056 | 219.9759 | 0 |  | 32794.4706 | 810140.0851 | 383651.7541 | 71284.5048 | 0 | 50453.0318 | 1246369.3617 | 590233.4679 | 109668.4689 | 0 | 3425453.0318 | 4621369.3617 | 3965233.4679 | 3484668.4689 | 3375000 |  | 0.24468 | 0.3301 | 0.28323 | 0.2489 | 0.24107 |  |  | 24847200 | 24847200 | 24847200 | 24847200 | 24847200
2022-08-29 | 1973.4 | 2500 | 1270.2618 | 2500 | 0 |  | 639492.1776 | 810140.0851 | 411635.9906 | 810140.0851 | 0 | 983834.1194 | 1246369.3617 | 633286.1394 | 1246369.3617 | 0 | 4358834.1194 | 4621369.3617 | 4008286.1394 | 4621369.3617 | 3375000 |  | 0.31135 | 0.3301 | 0.28631 | 0.3301 | 0.24107 |  |  | 24847200 | 24847200 | 24847200 | 24847200 | 24847200
2022-08-30 | 910.8 | 2500 | 0 | 2500 | 1138.3299 |  | 295150.2358 | 810140.0851 | 0 | 810140.0851 | 368882.6851 | 454077.2859 | 1246369.3617 | 0 | 1246369.3617 | 567511.8232 | 3829077.2859 | 4621369.3617 | 3375000 | 4621369.3617 | 3942511.8232 |  | 0.27351 | 0.3301 | 0.24107 | 0.3301 | 0.28161 |  |  | 24847200 | 24847200 | 24847200 | 24847200 | 24847200
2022-08-31 | 2500 | 1518 | 4.1678 | 0 | 0 |  | 810140.0851 | 491917.0597 | 1350.6014 | 0 | 0 | 1246369.3617 | 756795.4764 | 2077.8483 | 0 | 0 | 4621369.3617 | 4131795.4764 | 3377077.8483 | 3375000 | 3375000 |  | 0.3301 | 0.29513 | 0.24122 | 0.24107 | 0.24107 |  |  | 24847200 | 24847200 | 24847200 | 24847200 | 24847200
2022-09-01 | 809.6 | 2500 | 0 | 0 | 0 |  | 262355.7652 | 810140.0851 | 0 | 0 | 0 | 403624.2541 | 1246369.3617 | 0 | 0 | 0 | 3778624.2541 | 4621369.3617 | 3375000 | 3375000 | 3375000 |  | 0.2699 | 0.3301 | 0.24107 | 0.24107 | 0.24107 |  |  | 21420000 | 21420000 | 21420000 | 21420000 | 21420000
2022-09-02 | 1568.6 | 202.4 | 1823.3029 | 0 | 2500 |  | 508314.295 | 65588.9413 | 590852.3097 | 0 | 810140.0851 | 782021.9923 | 100906.0635 | 909003.5534 | 0 | 1246369.3617 | 4157021.9923 | 3475906.0635 | 4284003.5534 | 3375000 | 4621369.3617 |  | 0.29693 | 0.24828 | 0.306 | 0.24107 | 0.3301 |  |  | 21420000 | 21420000 | 21420000 | 21420000 | 21420000
2022-09-03 | 0 | 607.2 | 0 | 1671.7395 | 2085.1904 |  | 0 | 196766.8239 | 0 | 541737.2695 | 675718.5401 | 0 | 302718.1906 | 0 | 833441.9531 | 1039566.9848 | 3375000 | 3677718.1906 | 3375000 | 4208441.9531 | 4414566.9848 |  | 0.24107 | 0.26269 | 0.24107 | 0.3006 | 0.31533 |  |  | 21420000 | 21420000 | 21420000 | 21420000 | 21420000
2022-09-04 | 0 | 0 | 1586.1806 | 411.5275 | 0 |  | 0 | 0 | 514011.3818 | 133357.9568 | 0 | 0 | 0 | 790786.7413 | 205166.0875 | 0 | 3375000 | 3375000 | 4165786.7413 | 3580166.0875 | 3375000 |  | 0.24107 | 0.24107 | 0.29756 | 0.25573 | 0.24107 |  |  | 21420000 | 21420000 | 21420000 | 21420000 | 21420000
2022-09-05 | 0 | 404.8 | 1181.4011 | 1638.0485 | 2500 |  | 0 | 131177.8826 | 382840.1482 | 530819.5137 | 810140.0851 | 0 | 201812.127 | 588984.8433 | 816645.4057 | 1246369.3617 | 3375000 | 3576812.127 | 3963984.8433 | 4191645.4057 | 4621369.3617 |  | 0.24107 | 0.25549 | 0.28314 | 0.2994 | 0.3301 |  |  | 21420000 | 21420000 | 21420000 | 21420000 | 21420000
2022-09-06 | 0 | 0 | 558.1728 | 1508.7564 | 681.4787 |  | 0 | 0 | 180879.2711 | 488921.6264 | 220837.2898 | 0 | 0 | 278275.8017 | 752187.1176 | 339749.6766 | 3375000 | 3375000 | 3653275.8017 | 4127187.1176 | 3714749.6766 |  | 0.24107 | 0.24107 | 0.26095 | 0.2948 | 0.26534 |  |  | 21420000 | 21420000 | 21420000 | 21420000 | 21420000
2022-09-07 | 0 | 2500 | 0 | 2500 | 1873.4885 |  | 0 | 810140.0851 | 0 | 810140.0851 | 607115.249 | 0 | 1246369.3617 | 0 | 1246369.3617 | 934023.46 | 3375000 | 4621369.3617 | 3375000 | 4621369.3617 | 4309023.46 |  | 0.24107 | 0.3301 | 0.24107 | 0.3301 | 0.30779 |  |  | 21420000 | 21420000 | 21420000 | 21420000 | 21420000
2022-09-08 | 0 | 2500 | 0 | 2500 | 499.5512 |  | 0 | 810140.0851 | 0 | 810140.0851 | 161882.5965 | 0 | 1246369.3617 | 0 | 1246369.3617 | 249050.1485 | 3375000 | 4621369.3617 | 3375000 | 4621369.3617 | 3624050.1485 |  | 0.24107 | 0.3301 | 0.24107 | 0.3301 | 0.25886 |  |  | 21420000 | 21420000 | 21420000 | 21420000 | 21420000
2022-09-09 | 0 | 354.2 | 0 | 0 | 0 |  | 0 | 114780.6473 | 0 | 0 | 0 | 0 | 176585.6112 | 0 | 0 | 0 | 3375000 | 3551585.6112 | 3375000 | 3375000 | 3375000 |  | 0.24107 | 0.25368 | 0.24107 | 0.24107 | 0.24107 |  |  | 21420000 | 21420000 | 21420000 | 21420000 | 21420000
2022-09-10 | 0 | 0 | 0 | 0 | 2454.035 |  | 0 | 0 | 0 | 0 | 795244.8583 | 0 | 0 | 0 | 0 | 1223453.6281 | 3375000 | 3375000 | 3375000 | 3375000 | 4598453.6281 |  | 0.24107 | 0.24107 | 0.24107 | 0.24107 | 0.32846 |  |  | 21420000 | 21420000 | 21420000 | 21420000 | 21420000
2022-09-11 | 0 | 0 | 963.5483 | 0 | 0 |  | 0 | 0 | 312243.629 | 0 | 0 | 0 | 0 | 480374.8139 | 0 | 0 | 3375000 | 3375000 | 3855374.8139 | 3375000 | 3375000 |  | 0.24107 | 0.24107 | 0.27538 | 0.24107 | 0.24107 |  |  | 21420000 | 21420000 | 21420000 | 21420000 | 21420000
2022-09-12 | 0 | 0 | 0 | 1085.1649 | 0 |  | 0 | 0 | 0 | 351654.2288 | 0 | 0 | 0 | 0 | 541006.5059 | 0 | 3375000 | 3375000 | 3375000 | 3916006.5059 | 3375000 |  | 0.24107 | 0.24107 | 0.24107 | 0.27971 | 0.24107 |  |  | 21420000 | 21420000 | 21420000 | 21420000 | 21420000
2022-09-13 | 0 | 0 | 1956.0039 | 0 | 0 |  | 0 | 0 | 633854.8622 | 0 | 0 | 0 | 0 | 975161.3264 | 0 | 0 | 3375000 | 3375000 | 4350161.3264 | 3375000 | 3375000 |  | 0.24107 | 0.24107 | 0.31073 | 0.24107 | 0.24107 |  |  | 21420000 | 21420000 | 21420000 | 21420000 | 21420000
2022-09-14 | 0 | 0 | 0 | 2500 | 0 |  | 0 | 0 | 0 | 810140.0851 | 0 | 0 | 0 | 0 | 1246369.3617 | 0 | 3375000 | 3375000 | 3375000 | 4621369.3617 | 3375000 |  | 0.24107 | 0.24107 | 0.24107 | 0.3301 | 0.24107 |  |  | 21420000 | 21420000 | 21420000 | 21420000 | 21420000
2022-09-15 | 0 | 506 | 2500 | 839.4734 | 0 |  | 0 | 163972.3532 | 810140.0851 | 272036.4146 | 0 | 0 | 252265.1588 | 1246369.3617 | 418517.561 | 0 | 3375000 | 3627265.1588 | 4621369.3617 | 3793517.561 | 3375000 |  | 0.24107 | 0.25909 | 0.3301 | 0.27097 | 0.24107 |  |  | 21420000 | 21420000 | 21420000 | 21420000 | 21420000
2022-09-16 | 0 | 1012 | 0 | 0 | 1281.7522 |  | 0 | 327944.7065 | 0 | 0 | 415359.5476 | 0 | 504530.3176 | 0 | 0 | 639014.6886 | 3375000 | 3879530.3176 | 3375000 | 3375000 | 4014014.6886 |  | 0.24107 | 0.27711 | 0.24107 | 0.24107 | 0.28672 |  |  | 21420000 | 21420000 | 21420000 | 21420000 | 21420000
2022-09-17 | 0 | 708.4 | 0 | 0 | 389.992 |  | 0 | 229561.2945 | 0 | 0 | 126379.2448 | 0 | 353171.2223 | 0 | 0 | 194429.6074 | 3375000 | 3728171.2223 | 3375000 | 3375000 | 3569429.6074 |  | 0.24107 | 0.2663 | 0.24107 | 0.24107 | 0.25496 |  |  | 21420000 | 21420000 | 21420000 | 21420000 | 21420000
2022-09-18 | 2500 | 2500 | 2500 | 2500 | 1917.9779 |  | 810140.0851 | 810140.0851 | 810140.0851 | 810140.0851 | 621532.3056 | 1246369.3617 | 1246369.3617 | 1246369.3617 | 1246369.3617 | 956203.5471 | 4621369.3617 | 4621369.3617 | 4621369.3617 | 4621369.3617 | 4331203.5471 |  | 0.3301 | 0.3301 | 0.3301 | 0.3301 | 0.30937 |  |  | 21420000 | 21420000 | 21420000 | 21420000 | 21420000
2022-09-19 | 101.2 | 2500 | 0 | 2500 | 0 |  | 32794.4706 | 810140.0851 | 0 | 810140.0851 | 0 | 50453.0318 | 1246369.3617 | 0 | 1246369.3617 | 0 | 3425453.0318 | 4621369.3617 | 3375000 | 4621369.3617 | 3375000 |  | 0.24468 | 0.3301 | 0.24107 | 0.3301 | 0.24107 |  |  | 21420000 | 21420000 | 21420000 | 21420000 | 21420000
2022-09-20 | 0 | 354.2 | 2423.1763 | 0 | 4.8336 |  | 0 | 114780.6473 | 785244.9067 | 0 | 1566.372 | 0 | 176585.6112 | 1208069.0873 | 0 | 2409.803 | 3375000 | 3551585.6112 | 4583069.0873 | 3375000 | 3377409.803 |  | 0.24107 | 0.25368 | 0.32736 | 0.24107 | 0.24124 |  |  | 21420000 | 21420000 | 21420000 | 21420000 | 21420000
2022-09-21 | 506 | 1062.6 | 2227.0232 | 2334.902 | 0 |  | 163972.3532 | 344341.9418 | 721680.3025 | 756639.0728 | 0 | 252265.1588 | 529756.8335 | 1110277.3885 | 1164060.112 | 0 | 3627265.1588 | 3904756.8335 | 4485277.3885 | 4539060.112 | 3375000 |  | 0.25909 | 0.27891 | 0.32038 | 0.32422 | 0.24107 |  |  | 21420000 | 21420000 | 21420000 | 21420000 | 21420000
2022-09-22 | 2500 | 2500 | 0 | 2500 | 0 |  | 810140.0851 | 810140.0851 | 0 | 810140.0851 | 0 | 1246369.3617 | 1246369.3617 | 0 | 1246369.3617 | 0 | 4621369.3617 | 4621369.3617 | 3375000 | 4621369.3617 | 3375000 |  | 0.3301 | 0.3301 | 0.24107 | 0.3301 | 0.24107 |  |  | 21420000 | 21420000 | 21420000 | 21420000 | 21420000
2022-09-23 | 2500 | 2500 | 2500 | 2500 | 2500 |  | 810140.0851 | 810140.0851 | 810140.0851 | 810140.0851 | 810140.0851 | 1246369.3617 | 1246369.3617 | 1246369.3617 | 1246369.3617 | 1246369.3617 | 4621369.3617 | 4621369.3617 | 4621369.3617 | 4621369.3617 | 4621369.3617 |  | 0.3301 | 0.3301 | 0.3301 | 0.3301 | 0.3301 |  |  | 21420000 | 21420000 | 21420000 | 21420000 | 21420000
2022-09-24 | 404.8 | 2500 | 0 | 0 | 1846.2122 |  | 131177.8826 | 810140.0851 | 0 | 0 | 598276.1997 | 201812.127 | 1246369.3617 | 0 | 0 | 920424.9226 | 3576812.127 | 4621369.3617 | 3375000 | 3375000 | 4295424.9226 |  | 0.25549 | 0.3301 | 0.24107 | 0.24107 | 0.30682 |  |  | 21420000 | 21420000 | 21420000 | 21420000 | 21420000
2022-09-25 | 151.8 | 404.8 | 0 | 0 | 2269.5737 |  | 49191.706 | 131177.8826 | 0 | 0 | 735469.055 | 75679.5476 | 201812.127 | 0 | 0 | 1131490.8538 | 3450679.5476 | 3576812.127 | 3375000 | 3375000 | 4506490.8538 |  | 0.24648 | 0.25549 | 0.24107 | 0.24107 | 0.32189 |  |  | 21420000 | 21420000 | 21420000 | 21420000 | 21420000
2022-09-26 | 2074.6 | 0 | 0 | 1280.6684 | 0 |  | 672286.6482 | 0 | 0 | 415008.3238 | 0 | 1034287.1511 | 0 | 0 | 638474.3443 | 0 | 4409287.1511 | 3375000 | 3375000 | 4013474.3443 | 3375000 |  | 0.31495 | 0.24107 | 0.24107 | 0.28668 | 0.24107 |  |  | 21420000 | 21420000 | 21420000 | 21420000 | 21420000
2022-09-27 | 0 | 0 | 0 | 0 | 1205.9941 |  | 0 | 0 | 0 | 0 | 390809.6777 | 0 | 0 | 0 | 0 | 601245.658 | 3375000 | 3375000 | 3375000 | 3375000 | 3976245.658 |  | 0.24107 | 0.24107 | 0.24107 | 0.24107 | 0.28402 |  |  | 21420000 | 21420000 | 21420000 | 21420000 | 21420000
2022-09-28 | 2500 | 0 | 0 | 0 | 0 |  | 810140.0851 | 0 | 0 | 0 | 0 | 1246369.3617 | 0 | 0 | 0 | 0 | 4621369.3617 | 3375000 | 3375000 | 3375000 | 3375000 |  | 0.3301 | 0.24107 | 0.24107 | 0.24107 | 0.24107 |  |  | 21420000 | 21420000 | 21420000 | 21420000 | 21420000
2022-09-29 | 1416.8 | 0 | 0 | 436.9723 | 0 |  | 459122.589 | 0 | 0 | 141603.5149 | 0 | 706342.4447 | 0 | 0 | 217851.5614 | 0 | 4081342.4447 | 3375000 | 3375000 | 3592851.5614 | 3375000 |  | 0.29152 | 0.24107 | 0.24107 | 0.25663 | 0.24107 |  |  | 21420000 | 21420000 | 21420000 | 21420000 | 21420000
2022-09-30 | 0 | 0 | 0 | 0 | 0 |  | 0 | 0 | 0 | 0 | 0 | 0 | 0 | 0 | 0 | 0 | 3375000 | 3375000 | 3375000 | 3375000 | 3375000 |  | 0.24107 | 0.24107 | 0.24107 | 0.24107 | 0.24107 |  |  | 21420000 | 21420000 | 21420000 | 21420000 | 21420000
2022-10-01 | 0 | 0 | 2328.2082 | 0 | 0 |  | 0 | 0 | 754469.9319 | 0 | 0 | 0 | 0 | 1160722.9722 | 0 | 0 | 3375000 | 3375000 | 4535722.9722 | 3375000 | 3375000 |  | 0.24107 | 0.24107 | 0.32398 | 0.24107 | 0.24107 |  |  | 18849600 | 18849600 | 18849600 | 18849600 | 18849600
2022-10-02 | 0 | 0 | 0 | 2212.5748 | 650.9705 |  | 0 | 0 | 0 | 716998.2103 | 210950.9159 | 0 | 0 | 0 | 1103074.1696 | 324539.8706 | 3375000 | 3375000 | 3375000 | 4478074.1696 | 3699539.8706 |  | 0.24107 | 0.24107 | 0.24107 | 0.31986 | 0.26425 |  |  | 18849600 | 18849600 | 18849600 | 18849600 | 18849600
2022-10-03 | 2500 | 0 | 2500 | 0 | 2500 |  | 810140.0851 | 0 | 810140.0851 | 0 | 810140.0851 | 1246369.3617 | 0 | 1246369.3617 | 0 | 1246369.3617 | 4621369.3617 | 3375000 | 4621369.3617 | 3375000 | 4621369.3617 |  | 0.3301 | 0.24107 | 0.3301 | 0.24107 | 0.3301 |  |  | 18849600 | 18849600 | 18849600 | 18849600 | 18849600
2022-10-04 | 1518 | 0 | 2500 | 2075.6584 | 2500 |  | 491917.0597 | 0 | 810140.0851 | 672629.6262 | 810140.0851 | 756795.4764 | 0 | 1246369.3617 | 1034814.8095 | 1246369.3617 | 4131795.4764 | 3375000 | 4621369.3617 | 4409814.8095 | 4621369.3617 |  | 0.29513 | 0.24107 | 0.3301 | 0.31499 | 0.3301 |  |  | 18849600 | 18849600 | 18849600 | 18849600 | 18849600
2022-10-05 | 2327.6 | 0 | 0 | 1774.3175 | 0 |  | 754272.8248 | 0 | 0 | 574978.2833 | 0 | 1160419.7305 | 0 | 0 | 884581.9743 | 0 | 4535419.7305 | 3375000 | 3375000 | 4259581.9743 | 3375000 |  | 0.32396 | 0.24107 | 0.24107 | 0.30426 | 0.24107 |  |  | 18849600 | 18849600 | 18849600 | 18849600 | 18849600
2022-10-06 | 101.2 | 1012 | 0 | 0 | 2500 |  | 32794.4706 | 327944.7065 | 0 | 0 | 810140.0851 | 50453.0318 | 504530.3176 | 0 | 0 | 1246369.3617 | 3425453.0318 | 3879530.3176 | 3375000 | 3375000 | 4621369.3617 |  | 0.24468 | 0.27711 | 0.24107 | 0.24107 | 0.3301 |  |  | 18849600 | 18849600 | 18849600 | 18849600 | 18849600
2022-10-07 | 0 | 2500 | 0 | 2000.0665 | 1125.7916 |  | 0 | 810140.0851 | 0 | 648133.6071 | 364819.5596 | 0 | 1246369.3617 | 0 | 997128.6262 | 561260.861 | 3375000 | 4621369.3617 | 3375000 | 4372128.6262 | 3936260.861 |  | 0.24107 | 0.3301 | 0.24107 | 0.31229 | 0.28116 |  |  | 18849600 | 18849600 | 18849600 | 18849600 | 18849600
2022-10-08 | 354.2 | 2327.6 | 0 | 396.3837 | 0 |  | 114780.6473 | 754272.8248 | 0 | 128450.5185 | 0 | 176585.6112 | 1160419.7305 | 0 | 197616.1823 | 0 | 3551585.6112 | 4535419.7305 | 3375000 | 3572616.1823 | 3375000 |  | 0.25368 | 0.32396 | 0.24107 | 0.25519 | 0.24107 |  |  | 18849600 | 18849600 | 18849600 | 18849600 | 18849600
2022-10-09 | 455.4 | 2500 | 0 | 2500 | 2500 |  | 147575.1179 | 810140.0851 | 0 | 810140.0851 | 810140.0851 | 227038.6429 | 1246369.3617 | 0 | 1246369.3617 | 1246369.3617 | 3602038.6429 | 4621369.3617 | 3375000 | 4621369.3617 | 4621369.3617 |  | 0.25729 | 0.3301 | 0.24107 | 0.3301 | 0.3301 |  |  | 18849600 | 18849600 | 18849600 | 18849600 | 18849600
2022-10-10 | 2500 | 2500 | 2500 | 2500 | 2500 |  | 810140.0851 | 810140.0851 | 810140.0851 | 810140.0851 | 810140.0851 | 1246369.3617 | 1246369.3617 | 1246369.3617 | 1246369.3617 | 1246369.3617 | 4621369.3617 | 4621369.3617 | 4621369.3617 | 4621369.3617 | 4621369.3617 |  | 0.3301 | 0.3301 | 0.3301 | 0.3301 | 0.3301 |  |  | 18849600 | 18849600 | 18849600 | 18849600 | 18849600
2022-10-11 | 2500 | 2500 | 2139.8431 | 2500 | 0 |  | 810140.0851 | 810140.0851 | 693429.0695 | 810140.0851 | 0 | 1246369.3617 | 1246369.3617 | 1066813.9531 | 1246369.3617 | 0 | 4621369.3617 | 4621369.3617 | 4441813.9531 | 4621369.3617 | 3375000 |  | 0.3301 | 0.3301 | 0.31727 | 0.3301 | 0.24107 |  |  | 18849600 | 18849600 | 18849600 | 18849600 | 18849600
2022-10-12 | 2500 | 202.4 | 2500 | 0 | 2500 |  | 810140.0851 | 65588.9413 | 810140.0851 | 0 | 810140.0851 | 1246369.3617 | 100906.0635 | 1246369.3617 | 0 | 1246369.3617 | 4621369.3617 | 3475906.0635 | 4621369.3617 | 3375000 | 4621369.3617 |  | 0.3301 | 0.24828 | 0.3301 | 0.24107 | 0.3301 |  |  | 18849600 | 18849600 | 18849600 | 18849600 | 18849600
2022-10-13 | 2500 | 151.8 | 2500 | 0 | 2500 |  | 810140.0851 | 49191.706 | 810140.0851 | 0 | 810140.0851 | 1246369.3617 | 75679.5476 | 1246369.3617 | 0 | 1246369.3617 | 4621369.3617 | 3450679.5476 | 4621369.3617 | 3375000 | 4621369.3617 |  | 0.3301 | 0.24648 | 0.3301 | 0.24107 | 0.3301 |  |  | 18849600 | 18849600 | 18849600 | 18849600 | 18849600
2022-10-14 | 2500 | 0 | 2500 | 0 | 2500 |  | 810140.0851 | 0 | 810140.0851 | 0 | 810140.0851 | 1246369.3617 | 0 | 1246369.3617 | 0 | 1246369.3617 | 4621369.3617 | 3375000 | 4621369.3617 | 3375000 | 4621369.3617 |  | 0.3301 | 0.24107 | 0.3301 | 0.24107 | 0.3301 |  |  | 18849600 | 18849600 | 18849600 | 18849600 | 18849600
2022-10-15 | 1619.2 | 0 | 681.006 | 0 | 0 |  | 524711.5303 | 0 | 220684.0949 | 0 | 0 | 807248.5082 | 0 | 339513.9922 | 0 | 0 | 4182248.5082 | 3375000 | 3714513.9922 | 3375000 | 3375000 |  | 0.29873 | 0.24107 | 0.26532 | 0.24107 | 0.24107 |  |  | 18849600 | 18849600 | 18849600 | 18849600 | 18849600
2022-10-16 | 2500 | 2500 | 1980.1818 | 0 | 0 |  | 810140.0851 | 810140.0851 | 641689.8648 | 0 | 0 | 1246369.3617 | 1246369.3617 | 987215.1766 | 0 | 0 | 4621369.3617 | 4621369.3617 | 4362215.1766 | 3375000 | 3375000 |  | 0.3301 | 0.3301 | 0.31159 | 0.24107 | 0.24107 |  |  | 18849600 | 18849600 | 18849600 | 18849600 | 18849600
2022-10-17 | 2500 | 1619.2 | 2500 | 0 | 2500 |  | 810140.0851 | 524711.5303 | 810140.0851 | 0 | 810140.0851 | 1246369.3617 | 807248.5082 | 1246369.3617 | 0 | 1246369.3617 | 4621369.3617 | 4182248.5082 | 4621369.3617 | 3375000 | 4621369.3617 |  | 0.3301 | 0.29873 | 0.3301 | 0.24107 | 0.3301 |  |  | 18849600 | 18849600 | 18849600 | 18849600 | 18849600
2022-10-18 | 2500 | 2500 | 1418.5744 | 2500 | 1015.7847 |  | 810140.0851 | 810140.0851 | 459697.5818 | 810140.0851 | 329171.1718 | 1246369.3617 | 1246369.3617 | 707227.0488 | 1246369.3617 | 506417.1874 | 4621369.3617 | 4621369.3617 | 4082227.0488 | 4621369.3617 | 3881417.1874 |  | 0.3301 | 0.3301 | 0.29159 | 0.3301 | 0.27724 |  |  | 18849600 | 18849600 | 18849600 | 18849600 | 18849600
2022-10-19 | 2500 | 151.8 | 2500 | 0 | 2500 |  | 810140.0851 | 49191.706 | 810140.0851 | 0 | 810140.0851 | 1246369.3617 | 75679.5476 | 1246369.3617 | 0 | 1246369.3617 | 4621369.3617 | 3450679.5476 | 4621369.3617 | 3375000 | 4621369.3617 |  | 0.3301 | 0.24648 | 0.3301 | 0.24107 | 0.3301 |  |  | 18849600 | 18849600 | 18849600 | 18849600 | 18849600
2022-10-20 | 2500 | 2500 | 1261.6061 | 0 | 0 |  | 810140.0851 | 810140.0851 | 408831.0581 | 0 | 0 | 1246369.3617 | 1246369.3617 | 628970.8586 | 0 | 0 | 4621369.3617 | 4621369.3617 | 4003970.8586 | 3375000 | 3375000 |  | 0.3301 | 0.3301 | 0.286 | 0.24107 | 0.24107 |  |  | 18849600 | 18849600 | 18849600 | 18849600 | 18849600
2022-10-21 | 2500 | 1012 | 2500 | 0 | 2500 |  | 810140.0851 | 327944.7065 | 810140.0851 | 0 | 810140.0851 | 1246369.3617 | 504530.3176 | 1246369.3617 | 0 | 1246369.3617 | 4621369.3617 | 3879530.3176 | 4621369.3617 | 3375000 | 4621369.3617 |  | 0.3301 | 0.27711 | 0.3301 | 0.24107 | 0.3301 |  |  | 18849600 | 18849600 | 18849600 | 18849600 | 18849600
2022-10-22 | 2500 | 2479.4 | 2500 | 247.9882 | 2500 |  | 810140.0851 | 803464.5308 | 810140.0851 | 80362.0733 | 810140.0851 | 1246369.3617 | 1236099.2782 | 1246369.3617 | 123633.9589 | 1246369.3617 | 4621369.3617 | 4611099.2782 | 4621369.3617 | 3498633.9589 | 4621369.3617 |  | 0.3301 | 0.32936 | 0.3301 | 0.2499 | 0.3301 |  |  | 18849600 | 18849600 | 18849600 | 18849600 | 18849600
2022-10-23 | 2378.2 | 0 | 0 | 0 | 0 |  | 770670.0602 | 0 | 0 | 0 | 0 | 1185646.2464 | 0 | 0 | 0 | 0 | 4560646.2464 | 3375000 | 3375000 | 3375000 | 3375000 |  | 0.32576 | 0.24107 | 0.24107 | 0.24107 | 0.24107 |  |  | 18849600 | 18849600 | 18849600 | 18849600 | 18849600
2022-10-24 | 404.8 | 1467.4 | 0 | 294.7366 | 2429.7759 |  | 131177.8826 | 475519.8244 | 0 | 95511.1801 | 787383.549 | 201812.127 | 731568.9605 | 0 | 146940.277 | 1211359.3061 | 3576812.127 | 4106568.9605 | 3375000 | 3521940.277 | 4586359.3061 |  | 0.25549 | 0.29333 | 0.24107 | 0.25157 | 0.3276 |  |  | 18849600 | 18849600 | 18849600 | 18849600 | 18849600
2022-10-25 | 2500 | 1012 | 2224.6202 | 0 | 1493.2097 |  | 810140.0851 | 327944.7065 | 720901.6141 | 0 | 483883.6265 | 1246369.3617 | 504530.3176 | 1109079.4063 | 0 | 744436.3485 | 4621369.3617 | 3879530.3176 | 4484079.4063 | 3375000 | 4119436.3485 |  | 0.3301 | 0.27711 | 0.32029 | 0.24107 | 0.29425 |  |  | 18849600 | 18849600 | 18849600 | 18849600 | 18849600
2022-10-26 | 607.2 | 0 | 0 | 875.6658 | 0 |  | 196766.8239 | 0 | 0 | 283764.7869 | 0 | 302718.1906 | 0 | 0 | 436561.2106 | 0 | 3677718.1906 | 3375000 | 3375000 | 3811561.2106 | 3375000 |  | 0.26269 | 0.24107 | 0.24107 | 0.27225 | 0.24107 |  |  | 18849600 | 18849600 | 18849600 | 18849600 | 18849600
2022-10-27 | 2500 | 1720.4 | 2500 | 156.705 | 2500 |  | 810140.0851 | 557506.001 | 810140.0851 | 50781.1953 | 810140.0851 | 1246369.3617 | 857701.54 | 1246369.3617 | 78124.9158 | 1246369.3617 | 4621369.3617 | 4232701.54 | 4621369.3617 | 3453124.9158 | 4621369.3617 |  | 0.3301 | 0.30234 | 0.3301 | 0.24665 | 0.3301 |  |  | 18849600 | 18849600 | 18849600 | 18849600 | 18849600
2022-10-28 | 2500 | 2500 | 2500 | 2500 | 0 |  | 810140.0851 | 810140.0851 | 810140.0851 | 810140.0851 | 0 | 1246369.3617 | 1246369.3617 | 1246369.3617 | 1246369.3617 | 0 | 4621369.3617 | 4621369.3617 | 4621369.3617 | 4621369.3617 | 3375000 |  | 0.3301 | 0.3301 | 0.3301 | 0.3301 | 0.24107 |  |  | 18849600 | 18849600 | 18849600 | 18849600 | 18849600
2022-10-29 | 1771 | 2500 | 2500 | 2500 | 2500 |  | 573903.2363 | 810140.0851 | 810140.0851 | 810140.0851 | 810140.0851 | 882928.0558 | 1246369.3617 | 1246369.3617 | 1246369.3617 | 1246369.3617 | 4257928.0558 | 4621369.3617 | 4621369.3617 | 4621369.3617 | 4621369.3617 |  | 0.30414 | 0.3301 | 0.3301 | 0.3301 | 0.3301 |  |  | 18849600 | 18849600 | 18849600 | 18849600 | 18849600
2022-10-30 | 2277 | 2500 | 0 | 2500 | 0 |  | 737875.5895 | 810140.0851 | 0 | 810140.0851 | 0 | 1135193.2146 | 1246369.3617 | 0 | 1246369.3617 | 0 | 4510193.2146 | 4621369.3617 | 3375000 | 4621369.3617 | 3375000 |  | 0.32216 | 0.3301 | 0.24107 | 0.3301 | 0.24107 |  |  | 18849600 | 18849600 | 18849600 | 18849600 | 18849600
2022-10-31 | 2500 | 2500 | 2500 | 2500 | 2312.2908 |  | 810140.0851 | 810140.0851 | 810140.0851 | 810140.0851 | 749311.7773 | 1246369.3617 | 1246369.3617 | 1246369.3617 | 1246369.3617 | 1152787.3497 | 4621369.3617 | 4621369.3617 | 4621369.3617 | 4621369.3617 | 4527787.3497 |  | 0.3301 | 0.3301 | 0.3301 | 0.3301 | 0.32341 |  |  | 18849600 | 18849600 | 18849600 | 18849600 | 18849600
2022-11-01 | 1619.2 | 303.6 | 0 | 0 | 0 |  | 524711.5303 | 98383.4119 | 0 | 0 | 0 | 807248.5082 | 151359.0953 | 0 | 0 | 0 | 4182248.5082 | 3526359.0953 | 3375000 | 3375000 | 3375000 |  | 0.29873 | 0.25188 | 0.24107 | 0.24107 | 0.24107 |  |  | 15422400 | 15422400 | 15422400 | 15422400 | 15422400
2022-11-02 | 2500 | 0 | 2500 | 0 | 2500 |  | 810140.0851 | 0 | 810140.0851 | 0 | 810140.0851 | 1246369.3617 | 0 | 1246369.3617 | 0 | 1246369.3617 | 4621369.3617 | 3375000 | 4621369.3617 | 3375000 | 4621369.3617 |  | 0.3301 | 0.24107 | 0.3301 | 0.24107 | 0.3301 |  |  | 15422400 | 15422400 | 15422400 | 15422400 | 15422400
2022-11-03 | 2500 | 0 | 2500 | 0 | 2500 |  | 810140.0851 | 0 | 810140.0851 | 0 | 810140.0851 | 1246369.3617 | 0 | 1246369.3617 | 0 | 1246369.3617 | 4621369.3617 | 3375000 | 4621369.3617 | 3375000 | 4621369.3617 |  | 0.3301 | 0.24107 | 0.3301 | 0.24107 | 0.3301 |  |  | 15422400 | 15422400 | 15422400 | 15422400 | 15422400
2022-11-04 | 2277 | 860.2 | 2500 | 2500 | 1825.9766 |  | 737875.5895 | 278753.0005 | 810140.0851 | 810140.0851 | 591718.7508 | 1135193.2146 | 428850.77 | 1246369.3617 | 1246369.3617 | 910336.5397 | 4510193.2146 | 3803850.77 | 4621369.3617 | 4621369.3617 | 4285336.5397 |  | 0.32216 | 0.2717 | 0.3301 | 0.3301 | 0.3061 |  |  | 15422400 | 15422400 | 15422400 | 15422400 | 15422400
2022-11-05 | 1113.2 | 1518 | 0 | 2500 | 0 |  | 360739.1771 | 491917.0597 | 0 | 810140.0851 | 0 | 554983.3494 | 756795.4764 | 0 | 1246369.3617 | 0 | 3929983.3494 | 4131795.4764 | 3375000 | 4621369.3617 | 3375000 |  | 0.28071 | 0.29513 | 0.24107 | 0.3301 | 0.24107 |  |  | 15422400 | 15422400 | 15422400 | 15422400 | 15422400
2022-11-06 | 2500 | 2500 | 2500 | 2500 | 2500 |  | 810140.0851 | 810140.0851 | 810140.0851 | 810140.0851 | 810140.0851 | 1246369.3617 | 1246369.3617 | 1246369.3617 | 1246369.3617 | 1246369.3617 | 4621369.3617 | 4621369.3617 | 4621369.3617 | 4621369.3617 | 4621369.3617 |  | 0.3301 | 0.3301 | 0.3301 | 0.3301 | 0.3301 |  |  | 15422400 | 15422400 | 15422400 | 15422400 | 15422400
2022-11-07 | 354.2 | 556.6 | 0 | 1244.7925 | 0 |  | 114780.6473 | 180369.5885 | 0 | 403382.5192 | 0 | 176585.6112 | 277491.6747 | 0 | 620588.4911 | 0 | 3551585.6112 | 3652491.6747 | 3375000 | 3995588.4911 | 3375000 |  | 0.25368 | 0.26089 | 0.24107 | 0.2854 | 0.24107 |  |  | 15422400 | 15422400 | 15422400 | 15422400 | 15422400
2022-11-08 | 2500 | 404.8 | 2500 | 0 | 2500 |  | 810140.0851 | 131177.8826 | 810140.0851 | 0 | 810140.0851 | 1246369.3617 | 201812.127 | 1246369.3617 | 0 | 1246369.3617 | 4621369.3617 | 3576812.127 | 4621369.3617 | 3375000 | 4621369.3617 |  | 0.3301 | 0.25549 | 0.3301 | 0.24107 | 0.3301 |  |  | 15422400 | 15422400 | 15422400 | 15422400 | 15422400
2022-11-09 | 0 | 0 | 651.6963 | 0 | 1437.3898 |  | 0 | 0 | 211186.1309 | 0 | 465794.8356 | 0 | 0 | 324901.7398 | 0 | 716607.4394 | 3375000 | 3375000 | 3699901.7398 | 3375000 | 4091607.4394 |  | 0.24107 | 0.24107 | 0.26428 | 0.24107 | 0.29226 |  |  | 15422400 | 15422400 | 15422400 | 15422400 | 15422400
2022-11-10 | 0 | 2500 | 0 | 830.1535 | 113.7719 |  | 0 | 810140.0851 | 0 | 269016.2652 | 36868.4731 | 0 | 1246369.3617 | 0 | 413871.1772 | 56720.7278 | 3375000 | 4621369.3617 | 3375000 | 3788871.1772 | 3431720.7278 |  | 0.24107 | 0.3301 | 0.24107 | 0.27063 | 0.24512 |  |  | 15422400 | 15422400 | 15422400 | 15422400 | 15422400
2022-11-11 | 0 | 2500 | 0 | 2500 | 0 |  | 0 | 810140.0851 | 0 | 810140.0851 | 0 | 0 | 1246369.3617 | 0 | 1246369.3617 | 0 | 3375000 | 4621369.3617 | 3375000 | 4621369.3617 | 3375000 |  | 0.24107 | 0.3301 | 0.24107 | 0.3301 | 0.24107 |  |  | 15422400 | 15422400 | 15422400 | 15422400 | 15422400
2022-11-12 | 0 | 2500 | 136.1824 | 2500 | 0 |  | 0 | 810140.0851 | 44130.7133 | 810140.0851 | 0 | 0 | 1246369.3617 | 67893.4051 | 1246369.3617 | 0 | 3375000 | 4621369.3617 | 3442893.4051 | 4621369.3617 | 3375000 |  | 0.24107 | 0.3301 | 0.24592 | 0.3301 | 0.24107 |  |  | 15422400 | 15422400 | 15422400 | 15422400 | 15422400
2022-11-13 | 0 | 2500 | 111.8173 | 999.52 | 652.8505 |  | 0 | 810140.0851 | 36235.0719 | 323900.4763 | 211560.1321 | 0 | 1246369.3617 | 55746.2644 | 498308.4251 | 325477.1264 | 3375000 | 4621369.3617 | 3430746.2644 | 3873308.4251 | 3700477.1264 |  | 0.24107 | 0.3301 | 0.24505 | 0.27666 | 0.26432 |  |  | 15422400 | 15422400 | 15422400 | 15422400 | 15422400
2022-11-14 | 0 | 151.8 | 0 | 0 | 764.4057 |  | 0 | 49191.706 | 0 | 0 | 247710.2932 | 0 | 75679.5476 | 0 | 0 | 381092.7588 | 3375000 | 3450679.5476 | 3375000 | 3375000 | 3756092.7588 |  | 0.24107 | 0.24648 | 0.24107 | 0.24107 | 0.26829 |  |  | 15422400 | 15422400 | 15422400 | 15422400 | 15422400
2022-11-15 | 0 | 1518 | 1291.5771 | 865.1348 | 0 |  | 0 | 491917.0597 | 418543.3457 | 280352.1468 | 0 | 0 | 756795.4764 | 643912.8395 | 431310.9951 | 0 | 3375000 | 4131795.4764 | 4018912.8395 | 3806310.9951 | 3375000 |  | 0.24107 | 0.29513 | 0.28707 | 0.27188 | 0.24107 |  |  | 15422400 | 15422400 | 15422400 | 15422400 | 15422400
2022-11-16 | 0 | 2500 | 0 | 2500 | 0 |  | 0 | 810140.0851 | 0 | 810140.0851 | 0 | 0 | 1246369.3617 | 0 | 1246369.3617 | 0 | 3375000 | 4621369.3617 | 3375000 | 4621369.3617 | 3375000 |  | 0.24107 | 0.3301 | 0.24107 | 0.3301 | 0.24107 |  |  | 15422400 | 15422400 | 15422400 | 15422400 | 15422400
2022-11-17 | 0 | 1568.6 | 306.5196 | 0 | 0 |  | 0 | 508314.295 | 99329.5379 | 0 | 0 | 0 | 782021.9923 | 152814.6736 | 0 | 0 | 3375000 | 4157021.9923 | 3527814.6736 | 3375000 | 3375000 |  | 0.24107 | 0.29693 | 0.25199 | 0.24107 | 0.24107 |  |  | 15422400 | 15422400 | 15422400 | 15422400 | 15422400
2022-11-18 | 0 | 0 | 0 | 1115.9966 | 457.0892 |  | 0 | 0 | 0 | 361645.424 | 148122.5122 | 0 | 0 | 0 | 556377.5754 | 227880.7881 | 3375000 | 3375000 | 3375000 | 3931377.5754 | 3602880.7881 |  | 0.24107 | 0.24107 | 0.24107 | 0.28081 | 0.25735 |  |  | 15422400 | 15422400 | 15422400 | 15422400 | 15422400
2022-11-19 | 860.2 | 0 | 121.4714 | 0 | 2500 |  | 278753.0005 | 0 | 39363.5284 | 0 | 810140.0851 | 428850.77 | 0 | 60559.2744 | 0 | 1246369.3617 | 3803850.77 | 3375000 | 3435559.2744 | 3375000 | 4621369.3617 |  | 0.2717 | 0.24107 | 0.2454 | 0.24107 | 0.3301 |  |  | 15422400 | 15422400 | 15422400 | 15422400 | 15422400
2022-11-20 | 2500 | 0 | 2500 | 0 | 2500 |  | 810140.0851 | 0 | 810140.0851 | 0 | 810140.0851 | 1246369.3617 | 0 | 1246369.3617 | 0 | 1246369.3617 | 4621369.3617 | 3375000 | 4621369.3617 | 3375000 | 4621369.3617 |  | 0.3301 | 0.24107 | 0.3301 | 0.24107 | 0.3301 |  |  | 15422400 | 15422400 | 15422400 | 15422400 | 15422400
2022-11-21 | 2500 | 0 | 2500 | 241.6211 | 2500 |  | 810140.0851 | 0 | 810140.0851 | 78298.7888 | 810140.0851 | 1246369.3617 | 0 | 1246369.3617 | 120459.675 | 1246369.3617 | 4621369.3617 | 3375000 | 4621369.3617 | 3495459.675 | 4621369.3617 |  | 0.3301 | 0.24107 | 0.3301 | 0.24968 | 0.3301 |  |  | 15422400 | 15422400 | 15422400 | 15422400 | 15422400
2022-11-22 | 2500 | 0 | 2202.2032 | 0 | 2500 |  | 810140.0851 | 0 | 713637.2429 | 0 | 810140.0851 | 1246369.3617 | 0 | 1097903.4506 | 0 | 1246369.3617 | 4621369.3617 | 3375000 | 4472903.4506 | 3375000 | 4621369.3617 |  | 0.3301 | 0.24107 | 0.31949 | 0.24107 | 0.3301 |  |  | 15422400 | 15422400 | 15422400 | 15422400 | 15422400
2022-11-23 | 2500 | 0 | 2500 | 0 | 2500 |  | 810140.0851 | 0 | 810140.0851 | 0 | 810140.0851 | 1246369.3617 | 0 | 1246369.3617 | 0 | 1246369.3617 | 4621369.3617 | 3375000 | 4621369.3617 | 3375000 | 4621369.3617 |  | 0.3301 | 0.24107 | 0.3301 | 0.24107 | 0.3301 |  |  | 15422400 | 15422400 | 15422400 | 15422400 | 15422400
2022-11-24 | 2500 | 0 | 2500 | 2239.0707 | 2500 |  | 810140.0851 | 0 | 810140.0851 | 725584.3662 | 810140.0851 | 1246369.3617 | 0 | 1246369.3617 | 1116283.6403 | 1246369.3617 | 4621369.3617 | 3375000 | 4621369.3617 | 4491283.6403 | 4621369.3617 |  | 0.3301 | 0.24107 | 0.3301 | 0.32081 | 0.3301 |  |  | 15422400 | 15422400 | 15422400 | 15422400 | 15422400
2022-11-25 | 2500 | 0 | 2500 | 0 | 2500 |  | 810140.0851 | 0 | 810140.0851 | 0 | 810140.0851 | 1246369.3617 | 0 | 1246369.3617 | 0 | 1246369.3617 | 4621369.3617 | 3375000 | 4621369.3617 | 3375000 | 4621369.3617 |  | 0.3301 | 0.24107 | 0.3301 | 0.24107 | 0.3301 |  |  | 15422400 | 15422400 | 15422400 | 15422400 | 15422400
2022-11-26 | 2500 | 0 | 2500 | 1065.9452 | 2500 |  | 810140.0851 | 0 | 810140.0851 | 345425.9841 | 810140.0851 | 1246369.3617 | 0 | 1246369.3617 | 531424.5909 | 1246369.3617 | 4621369.3617 | 3375000 | 4621369.3617 | 3906424.5909 | 4621369.3617 |  | 0.3301 | 0.24107 | 0.3301 | 0.27903 | 0.3301 |  |  | 15422400 | 15422400 | 15422400 | 15422400 | 15422400
2022-11-27 | 2500 | 0 | 213.846 | 0 | 253.2179 |  | 810140.0851 | 0 | 69298.0783 | 0 | 82056.802 | 1246369.3617 | 0 | 106612.4282 | 0 | 126241.2338 | 4621369.3617 | 3375000 | 3481612.4282 | 3375000 | 3501241.2338 |  | 0.3301 | 0.24107 | 0.24869 | 0.24107 | 0.25009 |  |  | 15422400 | 15422400 | 15422400 | 15422400 | 15422400
2022-11-28 | 0 | 0 | 774.9825 | 0 | 0 |  | 0 | 0 | 251137.7416 | 0 | 0 | 0 | 0 | 386365.7563 | 0 | 0 | 3375000 | 3375000 | 3761365.7563 | 3375000 | 3375000 |  | 0.24107 | 0.24107 | 0.26867 | 0.24107 | 0.24107 |  |  | 15422400 | 15422400 | 15422400 | 15422400 | 15422400
2022-11-29 | 0 | 0 | 0 | 0 | 0 |  | 0 | 0 | 0 | 0 | 0 | 0 | 0 | 0 | 0 | 0 | 3375000 | 3375000 | 3375000 | 3375000 | 3375000 |  | 0.24107 | 0.24107 | 0.24107 | 0.24107 | 0.24107 |  |  | 15422400 | 15422400 | 15422400 | 15422400 | 15422400
2022-11-30 | 0 | 2500 | 0 | 2500 | 2491.3097 |  | 0 | 810140.0851 | 0 | 810140.0851 | 807323.9385 | 0 | 1246369.3617 | 0 | 1246369.3617 | 1242036.8284 | 3375000 | 4621369.3617 | 3375000 | 4621369.3617 | 4617036.8284 |  | 0.24107 | 0.3301 | 0.24107 | 0.3301 | 0.32979 |  |  | 15422400 | 15422400 | 15422400 | 15422400 | 15422400
2022-12-01 | 0 | 2500 | 1380.3808 | 2500 | 1565.0137 |  | 0 | 810140.0851 | 447320.7384 | 810140.0851 | 507152.1382 | 0 | 1246369.3617 | 688185.7514 | 1246369.3617 | 780234.0587 | 3375000 | 4621369.3617 | 4063185.7514 | 4621369.3617 | 4155234.0587 |  | 0.24107 | 0.3301 | 0.29023 | 0.3301 | 0.2968 |  |  | 12852000 | 12852000 | 12852000 | 12852000 | 12852000
2022-12-02 | 0 | 2500 | 0 | 2500 | 0 |  | 0 | 810140.0851 | 0 | 810140.0851 | 0 | 0 | 1246369.3617 | 0 | 1246369.3617 | 0 | 3375000 | 4621369.3617 | 3375000 | 4621369.3617 | 3375000 |  | 0.24107 | 0.3301 | 0.24107 | 0.3301 | 0.24107 |  |  | 12852000 | 12852000 | 12852000 | 12852000 | 12852000
2022-12-03 | 0 | 2500 | 0 | 2500 | 822.6359 |  | 0 | 810140.0851 | 0 | 810140.0851 | 266580.1239 | 0 | 1246369.3617 | 0 | 1246369.3617 | 410123.2675 | 3375000 | 4621369.3617 | 3375000 | 4621369.3617 | 3785123.2675 |  | 0.24107 | 0.3301 | 0.24107 | 0.3301 | 0.27037 |  |  | 12852000 | 12852000 | 12852000 | 12852000 | 12852000
2022-12-04 | 303.6 | 2500 | 0 | 2500 | 0 |  | 98383.4119 | 810140.0851 | 0 | 810140.0851 | 0 | 151359.0953 | 1246369.3617 | 0 | 1246369.3617 | 0 | 3526359.0953 | 4621369.3617 | 3375000 | 4621369.3617 | 3375000 |  | 0.25188 | 0.3301 | 0.24107 | 0.3301 | 0.24107 |  |  | 12852000 | 12852000 | 12852000 | 12852000 | 12852000
2022-12-05 | 2500 | 2500 | 2500 | 2500 | 2500 |  | 810140.0851 | 810140.0851 | 810140.0851 | 810140.0851 | 810140.0851 | 1246369.3617 | 1246369.3617 | 1246369.3617 | 1246369.3617 | 1246369.3617 | 4621369.3617 | 4621369.3617 | 4621369.3617 | 4621369.3617 | 4621369.3617 |  | 0.3301 | 0.3301 | 0.3301 | 0.3301 | 0.3301 |  |  | 12852000 | 12852000 | 12852000 | 12852000 | 12852000
2022-12-06 | 202.4 | 2500 | 2500 | 2500 | 942.8657 |  | 65588.9413 | 810140.0851 | 810140.0851 | 810140.0851 | 305541.3061 | 100906.0635 | 1246369.3617 | 1246369.3617 | 1246369.3617 | 470063.5478 | 3475906.0635 | 4621369.3617 | 4621369.3617 | 4621369.3617 | 3845063.5478 |  | 0.24828 | 0.3301 | 0.3301 | 0.3301 | 0.27465 |  |  | 12852000 | 12852000 | 12852000 | 12852000 | 12852000
2022-12-07 | 2500 | 2500 | 1772.4959 | 2500 | 2500 |  | 810140.0851 | 810140.0851 | 574387.9881 | 810140.0851 | 810140.0851 | 1246369.3617 | 1246369.3617 | 883673.8279 | 1246369.3617 | 1246369.3617 | 4621369.3617 | 4621369.3617 | 4258673.8279 | 4621369.3617 | 4621369.3617 |  | 0.3301 | 0.3301 | 0.30419 | 0.3301 | 0.3301 |  |  | 12852000 | 12852000 | 12852000 | 12852000 | 12852000
2022-12-08 | 2500 | 2500 | 2500 | 2500 | 2500 |  | 810140.0851 | 810140.0851 | 810140.0851 | 810140.0851 | 810140.0851 | 1246369.3617 | 1246369.3617 | 1246369.3617 | 1246369.3617 | 1246369.3617 | 4621369.3617 | 4621369.3617 | 4621369.3617 | 4621369.3617 | 4621369.3617 |  | 0.3301 | 0.3301 | 0.3301 | 0.3301 | 0.3301 |  |  | 12852000 | 12852000 | 12852000 | 12852000 | 12852000
2022-12-09 | 2500 | 1214.4 | 2500 | 0 | 2500 |  | 810140.0851 | 393533.6477 | 810140.0851 | 0 | 810140.0851 | 1246369.3617 | 605436.3811 | 1246369.3617 | 0 | 1246369.3617 | 4621369.3617 | 3980436.3811 | 4621369.3617 | 3375000 | 4621369.3617 |  | 0.3301 | 0.28432 | 0.3301 | 0.24107 | 0.3301 |  |  | 12852000 | 12852000 | 12852000 | 12852000 | 12852000
2022-12-10 | 1113.2 | 2500 | 1486.6753 | 2500 | 0 |  | 360739.1771 | 810140.0851 | 481766.1169 | 810140.0851 | 0 | 554983.3494 | 1246369.3617 | 741178.6414 | 1246369.3617 | 0 | 3929983.3494 | 4621369.3617 | 4116178.6414 | 4621369.3617 | 3375000 |  | 0.28071 | 0.3301 | 0.29401 | 0.3301 | 0.24107 |  |  | 12852000 | 12852000 | 12852000 | 12852000 | 12852000
2022-12-11 | 2500 | 860.2 | 2500 | 0 | 1181.6585 |  | 810140.0851 | 278753.0005 | 810140.0851 | 0 | 382923.5594 | 1246369.3617 | 428850.77 | 1246369.3617 | 0 | 589113.1683 | 4621369.3617 | 3803850.77 | 4621369.3617 | 3375000 | 3964113.1683 |  | 0.3301 | 0.2717 | 0.3301 | 0.24107 | 0.28315 |  |  | 12852000 | 12852000 | 12852000 | 12852000 | 12852000
2022-12-12 | 354.2 | 2500 | 1840.133 | 2500 | 2500 |  | 114780.6473 | 810140.0851 | 596306.202 | 810140.0851 | 810140.0851 | 176585.6112 | 1246369.3617 | 917394.1569 | 1246369.3617 | 1246369.3617 | 3551585.6112 | 4621369.3617 | 4292394.1569 | 4621369.3617 | 4621369.3617 |  | 0.25368 | 0.3301 | 0.3066 | 0.3301 | 0.3301 |  |  | 12852000 | 12852000 | 12852000 | 12852000 | 12852000
2022-12-13 | 253 | 0 | 0 | 1473.6007 | 169.5713 |  | 81986.1766 | 0 | 0 | 477529.2009 | 54950.5973 | 126132.5794 | 0 | 0 | 734660.309 | 84539.3805 | 3501132.5794 | 3375000 | 3375000 | 4109660.309 | 3459539.3805 |  | 0.25008 | 0.24107 | 0.24107 | 0.29355 | 0.24711 |  |  | 12852000 | 12852000 | 12852000 | 12852000 | 12852000
2022-12-14 | 0 | 607.2 | 0 | 1674.9023 | 866.7199 |  | 0 | 196766.8239 | 0 | 542762.1952 | 280865.8178 | 0 | 302718.1906 | 0 | 835018.7619 | 432101.2582 | 3375000 | 3677718.1906 | 3375000 | 4210018.7619 | 3807101.2582 |  | 0.24107 | 0.26269 | 0.24107 | 0.30072 | 0.27194 |  |  | 12852000 | 12852000 | 12852000 | 12852000 | 12852000
2022-12-15 | 2277 | 759 | 2500 | 1354.8121 | 1884.5881 |  | 737875.5895 | 245958.5298 | 810140.0851 | 439035.0375 | 610712.1426 | 1135193.2146 | 378397.7382 | 1246369.3617 | 675438.5193 | 939557.1425 | 4510193.2146 | 3753397.7382 | 4621369.3617 | 4050438.5193 | 4314557.1425 |  | 0.32216 | 0.2681 | 0.3301 | 0.28932 | 0.30818 |  |  | 12852000 | 12852000 | 12852000 | 12852000 | 12852000
2022-12-16 | 2500 | 556.6 | 2500 | 152.8469 | 2500 |  | 810140.0851 | 180369.5885 | 810140.0851 | 49530.9706 | 810140.0851 | 1246369.3617 | 277491.6747 | 1246369.3617 | 76201.4932 | 1246369.3617 | 4621369.3617 | 3652491.6747 | 4621369.3617 | 3451201.4932 | 4621369.3617 |  | 0.3301 | 0.26089 | 0.3301 | 0.24651 | 0.3301 |  |  | 12852000 | 12852000 | 12852000 | 12852000 | 12852000
2022-12-17 | 202.4 | 2500 | 0 | 2500 | 1007.0577 |  | 65588.9413 | 810140.0851 | 0 | 810140.0851 | 326343.1286 | 100906.0635 | 1246369.3617 | 0 | 1246369.3617 | 502066.3517 | 3475906.0635 | 4621369.3617 | 3375000 | 4621369.3617 | 3877066.3517 |  | 0.24828 | 0.3301 | 0.24107 | 0.3301 | 0.27693 |  |  | 12852000 | 12852000 | 12852000 | 12852000 | 12852000
2022-12-18 | 2500 | 2500 | 1442.4944 | 2500 | 773.7723 |  | 810140.0851 | 810140.0851 | 467449 | 810140.0851 | 250745.5849 | 1246369.3617 | 1246369.3617 | 719152.3077 | 1246369.3617 | 385762.4383 | 4621369.3617 | 4621369.3617 | 4094152.3077 | 4621369.3617 | 3760762.4383 |  | 0.3301 | 0.3301 | 0.29244 | 0.3301 | 0.26863 |  |  | 12852000 | 12852000 | 12852000 | 12852000 | 12852000
2022-12-19 | 0 | 2500 | 945.7003 | 2500 | 1014.0559 |  | 0 | 810140.0851 | 306459.9 | 810140.0851 | 328610.9371 | 0 | 1246369.3617 | 471476.7692 | 1246369.3617 | 505555.2878 | 3375000 | 4621369.3617 | 3846476.7692 | 4621369.3617 | 3880555.2878 |  | 0.24107 | 0.3301 | 0.27475 | 0.3301 | 0.27718 |  |  | 12852000 | 12852000 | 12852000 | 12852000 | 12852000
2022-12-20 | 0 | 2500 | 0 | 1773.1632 | 0 |  | 0 | 810140.0851 | 0 | 574604.239 | 0 | 0 | 1246369.3617 | 0 | 884006.5216 | 0 | 3375000 | 4621369.3617 | 3375000 | 4259006.5216 | 3375000 |  | 0.24107 | 0.3301 | 0.24107 | 0.30421 | 0.24107 |  |  | 12852000 | 12852000 | 12852000 | 12852000 | 12852000
2022-12-21 | 2226.4 | 2277 | 2500 | 0 | 0 |  | 721478.3542 | 737875.5895 | 810140.0851 | 0 | 0 | 1109966.6988 | 1135193.2146 | 1246369.3617 | 0 | 0 | 4484966.6988 | 4510193.2146 | 4621369.3617 | 3375000 | 3375000 |  | 0.32035 | 0.32216 | 0.3301 | 0.24107 | 0.24107 |  |  | 12852000 | 12852000 | 12852000 | 12852000 | 12852000
2022-12-22 | 2500 | 2500 | 1668.8661 | 2500 | 2500 |  | 810140.0851 | 810140.0851 | 540806.1152 | 810140.0851 | 810140.0851 | 1246369.3617 | 1246369.3617 | 832009.408 | 1246369.3617 | 1246369.3617 | 4621369.3617 | 4621369.3617 | 4207009.408 | 4621369.3617 | 4621369.3617 |  | 0.3301 | 0.3301 | 0.3005 | 0.3301 | 0.3301 |  |  | 12852000 | 12852000 | 12852000 | 12852000 | 12852000
2022-12-23 | 2500 | 2378.2 | 0 | 0 | 2500 |  | 810140.0851 | 770670.0602 | 0 | 0 | 810140.0851 | 1246369.3617 | 1185646.2464 | 0 | 0 | 1246369.3617 | 4621369.3617 | 4560646.2464 | 3375000 | 3375000 | 4621369.3617 |  | 0.3301 | 0.32576 | 0.24107 | 0.24107 | 0.3301 |  |  | 12852000 | 12852000 | 12852000 | 12852000 | 12852000
2022-12-24 | 556.6 | 0 | 0 | 0 | 0 |  | 180369.5885 | 0 | 0 | 0 | 0 | 277491.6747 | 0 | 0 | 0 | 0 | 3652491.6747 | 3375000 | 3375000 | 3375000 | 3375000 |  | 0.26089 | 0.24107 | 0.24107 | 0.24107 | 0.24107 |  |  | 12852000 | 12852000 | 12852000 | 12852000 | 12852000
2022-12-25 | 151.8 | 0 | 0 | 0 | 0 |  | 49191.706 | 0 | 0 | 0 | 0 | 75679.5476 | 0 | 0 | 0 | 0 | 3450679.5476 | 3375000 | 3375000 | 3375000 | 3375000 |  | 0.24648 | 0.24107 | 0.24107 | 0.24107 | 0.24107 |  |  | 12852000 | 12852000 | 12852000 | 12852000 | 12852000
2022-12-26 | 2500 | 2500 | 235.3618 | 2500 | 0 |  | 810140.0851 | 810140.0851 | 76270.4013 | 810140.0851 | 0 | 1246369.3617 | 1246369.3617 | 117339.0789 | 1246369.3617 | 0 | 4621369.3617 | 4621369.3617 | 3492339.0789 | 4621369.3617 | 3375000 |  | 0.3301 | 0.3301 | 0.24945 | 0.3301 | 0.24107 |  |  | 12852000 | 12852000 | 12852000 | 12852000 | 12852000
2022-12-27 | 1366.2 | 404.8 | 0 | 2500 | 1392.2212 |  | 442725.3537 | 131177.8826 | 0 | 810140.0851 | 451157.6692 | 681115.9288 | 201812.127 | 0 | 1246369.3617 | 694088.7218 | 4056115.9288 | 3576812.127 | 3375000 | 4621369.3617 | 4069088.7218 |  | 0.28972 | 0.25549 | 0.24107 | 0.3301 | 0.29065 |  |  | 12852000 | 12852000 | 12852000 | 12852000 | 12852000
2022-12-28 | 0 | 50.6 | 0 | 0 | 1004.6728 |  | 0 | 16397.2353 | 0 | 0 | 325570.2773 | 0 | 25226.5159 | 0 | 0 | 500877.3497 | 3375000 | 3400226.5159 | 3375000 | 3375000 | 3875877.3497 |  | 0.24107 | 0.24287 | 0.24107 | 0.24107 | 0.27685 |  |  | 12852000 | 12852000 | 12852000 | 12852000 | 12852000
2022-12-29 | 0 | 0 | 1088.3217 | 0 | 1796.0792 |  | 0 | 0 | 352677.2047 | 0 | 582030.3038 | 0 | 0 | 542580.3149 | 0 | 895431.2366 | 3375000 | 3375000 | 3917580.3149 | 3375000 | 4270431.2366 |  | 0.24107 | 0.24107 | 0.27983 | 0.24107 | 0.30503 |  |  | 12852000 | 12852000 | 12852000 | 12852000 | 12852000
2022-12-30 | 0 | 0 | 0 | 0 | 0 |  | 0 | 0 | 0 | 0 | 0 | 0 | 0 | 0 | 0 | 0 | 3375000 | 3375000 | 3375000 | 3375000 | 3375000 |  | 0.24107 | 0.24107 | 0.24107 | 0.24107 | 0.24107 |  |  | 12852000 | 12852000 | 12852000 | 12852000 | 12852000
2022-12-31 | 0 | 0 | 0 | 0 | 0 |  | 0 | 0 | 0 | 0 | 0 | 0 | 0 | 0 | 0 | 0 | 3375000 | 3375000 | 3375000 | 3375000 | 3375000 |  | 0.24107 | 0.24107 | 0.24107 | 0.24107 | 0.24107 |  |  | 12852000 | 12852000 | 12852000 | 12852000 | 12852000
[22 empty] | Litres per year | 92.6923 | 99.2677 | 100.0739 | 100.8215 | 102.0789
Note on F22: [Threaded comment] Your version of Excel allows you to read this threaded comment; however, any edits to it will get removed if the file is opened in a newer version of Excel. Learn more: https://go.microsoft.com/fwlink/?linkid=870924 Comment: I am adding a section over 5 years to clarify some calculations. Specifically every 500L one operation can happen simultaneously, so I am removing 1/5 of the refuel operations.
Note on C55: [Threaded comment] Your version of Excel allows you to read this threaded comment; however, any edits to it will get removed if the file is opened in a newer version of Excel. Learn more: https://go.microsoft.com/fwlink/?linkid=870924 Comment: Here you multiply by the hours on the left as well as 24 hours in a day. I think this is an error, but I will leave it to you to fix it incase there is something I have missed. Reply: good catch :) thanks
Note on H67: [Threaded comment] Your version of Excel allows you to read this threaded comment; however, any edits to it will get removed if the file is opened in a newer version of Excel. Learn more: https://go.microsoft.com/fwlink/?linkid=870924 Comment: I found a mistake in the height used for calculations. I beleive in the component selection guide it says to always assume a worst case of 1.5m of water in the tank. I have a cell called water height in "Pumps" B14 that can be used. Reply: The wierd thing is this would only increase the mechanical energy needed, and were already to high compared to the correct value they gave us in class. Reply: This has almost no effect on the ozone numbers, because ozone dwarfs the pump in energy consumption, but will make a big difference on the chlorine option, because chlorine takes no energy. Reply: Fixed it!!!!!
Note on H130: [Threaded comment] Your version of Excel allows you to read this threaded comment; however, any edits to it will get removed if the file is opened in a newer version of Excel. Learn more: https://go.microsoft.com/fwlink/?linkid=870924 Comment: I've now moved to commenting here.... The water data should be fine because it fits the answers they gave us. I fixed the height thing and rho and g are constants. so that leaves pressure losses but I can't find any error there right now. I will look again but yeah.... :( let me know if you spot something. Reply: I fixed it guys!!!!

## Storage -> House
Constants
|  |  | Quad_A | 52203.019
Consumption | 0.549 | m^3 | Quad_B | 0
Catchment Area | 253 | m^2 | Quad_C | -156960
Collection Tank | 2.5 | m^3
Storage Tank Volume | 20 | m^3
Cf total up to storage | 2503.1901 |  | v | 1.734 | m/s
K | 10
rho | 1000 | kg/m^3 | Q (L/min) | 32.6849 | L/min
g | 9.81 | m/s^2
f | 0.05
Cf total down from storage | 0
Tank Height | 16 | m
Pipe Length | 37.7624 | m
Pipe Diameter | 0.02 | m^2
Pipe Area | 0.00031416 | m^2
Pipe Area with unit conv | 18.8496 | dm^3*s/(m*min)

## Filtration System
Parameters
Acceleration due to Gravity | g | 9.81 | ms^-2 | Weight | 10% |  |  | Pump | MBTF
Density of Water | rho | 1000 | kgm^3 | Min. Satisfaction Value | 15 | operations/year |  | A | 900 | hrs
Pipe diameter | D | 0.02 | m | Max. Satisfaction Value | 75 | operations/year |  | B | 1650 | hrs
Pipe friction factor | f | 0.05 | [5 empty] | C | 1800 | hrs
Restriction loss coefficient (both lines) | K | 10
Filtration system |  |  |  |  | UV Disinfection System |  |  |  |  | Chemical Disinfection System
| Bag Filter | Catridrige Filter | Catridge Filter |  | Component | 36W UV System | 50W UV System | [6 empty] | Chlorine Specifications | Dosing for 3-log disinfection | 100 | mg*min*L^-1 | Ozone Specifications | Dosing for 3-log disinfection | 50 | mg*min*L^-1
Pore Size m*10-6 | 200 | 5 | 1 |  | MTBF(bulbs) | 1 | 1 | year |  | Treatment Type | Chlorine |  |  |  | Maintenance Operations | 3 | kg of solution per operation
Cf Pa/(m/s) | 60.9821 | 1218.1792 | 2442.208 |  | Power Consumption | 36 | 50 | W |  | Contact Time | 10 | min |  |  | Solution | 3 | kg per container |  | Maintenance Operations | 1 | operation per year
[5 empty] | Max Treatable Flowrate | 25 | 40 | LPM | [6 empty] | Cost | 100 | $/container
Filter Placement (Storage/House Line) | Storage | [13 empty] | Risk Severity factors | Health | 4 |  | Energy Consumption | 2 | MJ*g^-1 O3
[16 empty] | Environmental | 3
Filter Modules |  |  | Cf | Actual Filter Life [L] | Filter Life Data
| Filter Size | Present? | [Pa/(m/s)] |  | No pre-filter | 5 um pre | 200 um pre
| 1 um filter | y | 2442.208 | 15000 | 5000 | 20000 | 15000
| 5 um filter | n | 0 |  | 10000 |  | 20000
| 200 um filter | y | 60.9821 | 20000 | 20000
|  | Total | 2503.1901
Chemical Disinfection |  |  |  | UV Disinfection |  |  |  | Filtration System | [6 empty] | Satisfaction and Results |  |  |  | Pump Replacement | [5 empty] | Solar Maintenance |  |  |  | Generator Maintenance
Solution Needed per Year | 70.1502 | kg |  | Bulb Replacements per Year | 1 | operation |  | Litres of Water Moved per Year | 350751.2404 | L/year | 1 um filter replacements | 23.3834 | operations/year |  | Total Maintenance | 60.9466 | operations/year |  | Pump Type | Pump C |  | Pump Maintenance | 0.10227 | operations/year | Solar Energy Included? | n |  |  | Refuelling maintenance | 0.98987 | opertaions/year
Chemical Maintenance (chlorine/ozone) | 23.3834 | operations/year |  | UV Maintenance (36W/50W) | 1 | operations/year |  | Filter Maintenance (up/down stream, filter combinations) | 35.0751 | operations/year | 5 um filter replacements | 0 | operations/year |  | S(M) - Maintenance Occurances | 12.94% |  |  | Pump MTBF | 1800 | hrs/operation |  |  |  | Panel Maintenance | 0 | operations |  | Maintenance needed | 0.39595 | opertions/year
[11 empty] | 200 um replacements | 17.5376 | operations/year | [15 empty] | Total Maintenance for Generator Use | 1.3858 | operations/year
RAINWATER DATA | [7 empty] | CHLORINE TREATMENT | [11 empty] | OZONE TREATMENT | [10 empty] | SYSTEM DOWNFLOW
| Year 1 | Year 2 | Year 3 | Year 4 | Year 5 |  |  | Year 1 | Year 2 | Year 3 | Year 4 | Year 5 |  | Year 1 | Year 2 | Year 3 | Year 4 | Year 5 |  | Year 1 | Year 2 | Year 3 | Year 4 | Year 5 | Year 1 | Year 2 | Year 3 | Year 4 | Year 5 |  |  | Year 1 | Year 2 | Year 3 | Year 4 | Year 5
Data | Litres Collected | Litres Collected | Litres Collected | Litres Collected | Litres Collected |  |  | Grams of Cl | Grams of Cl | Grams of Cl | Grams of Cl | Grams of Cl |  | Kg of Cl Solution | Kg of Cl Solution | Kg of Cl Solution | Kg of Cl Solution | Kg of Cl Solution |  | Grams of O3 Required | Grams of O3 Required | Grams of O3 Required | Grams of O3 Required | Grams of O3 Required | Energy Consumed (MJ) | Energy Consumed (MJ) | Energy Consumed (MJ) | Energy Consumed (MJ) | Energy Consumed (MJ) |  | Date | Litres transported to the house | Litres transported to the house | Litres transported to the house | Litres transported to the house | Litres transported to the house
2022-01-01 | 2500 | 1973.4 | 2500 | 618.6405 | 2500 |  |  | 25 | 19.734 | 25 | 6.1864 | 25 |  | 0.5 | 0.39468 | 0.5 | 0.12373 | 0.5 |  | 12.5 | 9.867 | 12.5 | 3.0932 | 12.5 | 25 | 19.734 | 25 | 6.1864 | 25 |  | 2022-01-01 | 0 | 549 | 549 | 549 | 549
2022-01-02 | 2500 | 253 | 2500 | 0 | 2500 |  |  | 25 | 2.53 | 25 | 0 | 25 |  | 0.5 | 0.0506 | 0.5 | 0 | 0.5 |  | 12.5 | 1.265 | 12.5 | 0 | 12.5 | 25 | 2.53 | 25 | 0 | 25 |  | 2022-01-02 | 0 | 549 | 549 | 549 | 549
2022-01-03 | 0 | 2500 | 1790.7491 | 2500 | 0 |  |  | 0 | 25 | 17.9075 | 25 | 0 |  | 0 | 0.5 | 0.35815 | 0.5 | 0 |  | 0 | 12.5 | 8.9537 | 12.5 | 0 | 0 | 25 | 17.9075 | 25 | 0 |  | 2022-01-03 | 0 | 549 | 549 | 549 | 549
2022-01-04 | 0 | 2500 | 0 | 2500 | 129.1218 |  |  | 0 | 25 | 0 | 25 | 1.2912 |  | 0 | 0.5 | 0 | 0.5 | 0.025824 |  | 0 | 12.5 | 0 | 12.5 | 0.64561 | 0 | 25 | 0 | 25 | 1.2912 |  | 2022-01-04 | 0 | 549 | 549 | 549 | 549
2022-01-05 | 0 | 2500 | 0 | 2500 | 0 |  |  | 0 | 25 | 0 | 25 | 0 |  | 0 | 0.5 | 0 | 0.5 | 0 |  | 0 | 12.5 | 0 | 12.5 | 0 | 0 | 25 | 0 | 25 | 0 |  | 2022-01-05 | 0 | 549 | 549 | 549 | 549
2022-01-06 | 1265 | 708.4 | 0 | 0 | 2347.4682 |  |  | 12.65 | 7.084 | 0 | 0 | 23.4747 |  | 0.253 | 0.14168 | 0 | 0 | 0.46949 |  | 6.325 | 3.542 | 0 | 0 | 11.7373 | 12.65 | 7.084 | 0 | 0 | 23.4747 |  | 2022-01-06 | 0 | 549 | 549 | 549 | 549
2022-01-07 | 2500 | 0 | 2500 | 0 | 2500 |  |  | 25 | 0 | 25 | 0 | 25 |  | 0.5 | 0 | 0.5 | 0 | 0.5 |  | 12.5 | 0 | 12.5 | 0 | 12.5 | 25 | 0 | 25 | 0 | 25 |  | 2022-01-07 | 0 | 549 | 549 | 549 | 549
2022-01-08 | 2500 | 0 | 2500 | 485.7649 | 2500 |  |  | 25 | 0 | 25 | 4.8576 | 25 |  | 0.5 | 0 | 0.5 | 0.097153 | 0.5 |  | 12.5 | 0 | 12.5 | 2.4288 | 12.5 | 25 | 0 | 25 | 4.8576 | 25 |  | 2022-01-08 | 0 | 549 | 549 | 549 | 549
2022-01-09 | 2500 | 202.4 | 2500 | 0 | 2500 |  |  | 25 | 2.024 | 25 | 0 | 25 |  | 0.5 | 0.04048 | 0.5 | 0 | 0.5 |  | 12.5 | 1.012 | 12.5 | 0 | 12.5 | 25 | 2.024 | 25 | 0 | 25 |  | 2022-01-09 | 0 | 549 | 549 | 549 | 549
2022-01-10 | 2500 | 0 | 2500 | 0 | 2500 |  |  | 25 | 0 | 25 | 0 | 25 |  | 0.5 | 0 | 0.5 | 0 | 0.5 |  | 12.5 | 0 | 12.5 | 0 | 12.5 | 25 | 0 | 25 | 0 | 25 |  | 2022-01-10 | 0 | 549 | 549 | 549 | 549
2022-01-11 | 2500 | 0 | 2500 | 2204.253 | 2500 |  |  | 25 | 0 | 25 | 22.0425 | 25 |  | 0.5 | 0 | 0.5 | 0.44085 | 0.5 |  | 12.5 | 0 | 12.5 | 11.0213 | 12.5 | 25 | 0 | 25 | 22.0425 | 25 |  | 2022-01-11 | 0 | 549 | 549 | 549 | 549
2022-01-12 | 2500 | 0 | 2500 | 0 | 2500 |  |  | 25 | 0 | 25 | 0 | 25 |  | 0.5 | 0 | 0.5 | 0 | 0.5 |  | 12.5 | 0 | 12.5 | 0 | 12.5 | 25 | 0 | 25 | 0 | 25 |  | 2022-01-12 | 0 | 549 | 549 | 549 | 549
2022-01-13 | 2428.8 | 0 | 2500 | 314.0067 | 2500 |  |  | 24.288 | 0 | 25 | 3.1401 | 25 |  | 0.48576 | 0 | 0.5 | 0.062801 | 0.5 |  | 12.144 | 0 | 12.5 | 1.57 | 12.5 | 24.288 | 0 | 25 | 3.1401 | 25 |  | 2022-01-13 | 0 | 549 | 549 | 549 | 549
2022-01-14 | 1467.4 | 101.2 | 0 | 413.6944 | 82.798 |  |  | 14.674 | 1.012 | 0 | 4.1369 | 0.82798 |  | 0.29348 | 0.02024 | 0 | 0.082739 | 0.01656 |  | 7.337 | 0.506 | 0 | 2.0685 | 0.41399 | 14.674 | 1.012 | 0 | 4.1369 | 0.82798 |  | 2022-01-14 | 0 | 549 | 549 | 549 | 549
2022-01-15 | 404.8 | 2500 | 106.474 | 2500 | 1706.9805 |  |  | 4.048 | 25 | 1.0647 | 25 | 17.0698 |  | 0.08096 | 0.5 | 0.021295 | 0.5 | 0.3414 |  | 2.024 | 12.5 | 0.53237 | 12.5 | 8.5349 | 4.048 | 25 | 1.0647 | 25 | 17.0698 |  | 2022-01-15 | 0 | 549 | 549 | 549 | 549
2022-01-16 | 202.4 | 1518 | 930.6137 | 511.0785 | 0 |  |  | 2.024 | 15.18 | 9.3061 | 5.1108 | 0 |  | 0.04048 | 0.3036 | 0.18612 | 0.10222 | 0 |  | 1.012 | 7.59 | 4.6531 | 2.5554 | 0 | 2.024 | 15.18 | 9.3061 | 5.1108 | 0 |  | 2022-01-16 | 0 | 549 | 549 | 549 | 549
2022-01-17 | 0 | 2500 | 0 | 2500 | 0 |  |  | 0 | 25 | 0 | 25 | 0 |  | 0 | 0.5 | 0 | 0.5 | 0 |  | 0 | 12.5 | 0 | 12.5 | 0 | 0 | 25 | 0 | 25 | 0 |  | 2022-01-17 | 0 | 549 | 549 | 549 | 549
2022-01-18 | 657.8 | 2500 | 0 | 2500 | 2410.7617 |  |  | 6.578 | 25 | 0 | 25 | 24.1076 |  | 0.13156 | 0.5 | 0 | 0.5 | 0.48215 |  | 3.289 | 12.5 | 0 | 12.5 | 12.0538 | 6.578 | 25 | 0 | 25 | 24.1076 |  | 2022-01-18 | 0 | 549 | 549 | 549 | 549
2022-01-19 | 253 | 657.8 | 0 | 329.8217 | 0 |  |  | 2.53 | 6.578 | 0 | 3.2982 | 0 |  | 0.0506 | 0.13156 | 0 | 0.065964 | 0 |  | 1.265 | 3.289 | 0 | 1.6491 | 0 | 2.53 | 6.578 | 0 | 3.2982 | 0 |  | 2022-01-19 | 0 | 549 | 549 | 549 | 549
2022-01-20 | 151.8 | 101.2 | 433.6815 | 0 | 0 |  |  | 1.518 | 1.012 | 4.3368 | 0 | 0 |  | 0.03036 | 0.02024 | 0.086736 | 0 | 0 |  | 0.759 | 0.506 | 2.1684 | 0 | 0 | 1.518 | 1.012 | 4.3368 | 0 | 0 |  | 2022-01-20 | 0 | 549 | 549 | 549 | 549
2022-01-21 | 202.4 | 2500 | 88.3797 | 2500 | 2500 |  |  | 2.024 | 25 | 0.8838 | 25 | 25 |  | 0.04048 | 0.5 | 0.017676 | 0.5 | 0.5 |  | 1.012 | 12.5 | 0.4419 | 12.5 | 12.5 | 2.024 | 25 | 0.8838 | 25 | 25 |  | 2022-01-21 | 0 | 549 | 549 | 549 | 549
2022-01-22 | 151.8 | 2500 | 0 | 2500 | 2140.4425 |  |  | 1.518 | 25 | 0 | 25 | 21.4044 |  | 0.03036 | 0.5 | 0 | 0.5 | 0.42809 |  | 0.759 | 12.5 | 0 | 12.5 | 10.7022 | 1.518 | 25 | 0 | 25 | 21.4044 |  | 2022-01-22 | 0 | 549 | 549 | 549 | 549
2022-01-23 | 0 | 2500 | 0 | 2500 | 0 |  |  | 0 | 25 | 0 | 25 | 0 |  | 0 | 0.5 | 0 | 0.5 | 0 |  | 0 | 12.5 | 0 | 12.5 | 0 | 0 | 25 | 0 | 25 | 0 |  | 2022-01-23 | 0 | 549 | 549 | 549 | 549
2022-01-24 | 0 | 2500 | 0 | 2500 | 0 |  |  | 0 | 25 | 0 | 25 | 0 |  | 0 | 0.5 | 0 | 0.5 | 0 |  | 0 | 12.5 | 0 | 12.5 | 0 | 0 | 25 | 0 | 25 | 0 |  | 2022-01-24 | 0 | 549 | 549 | 549 | 549
2022-01-25 | 0 | 455.4 | 0 | 1616.3969 | 0 |  |  | 0 | 4.554 | 0 | 16.164 | 0 |  | 0 | 0.09108 | 0 | 0.32328 | 0 |  | 0 | 2.277 | 0 | 8.082 | 0 | 0 | 4.554 | 0 | 16.164 | 0 |  | 2022-01-25 | 0 | 549 | 549 | 549 | 549
2022-01-26 | 0 | 708.4 | 0 | 0 | 0 |  |  | 0 | 7.084 | 0 | 0 | 0 |  | 0 | 0.14168 | 0 | 0 | 0 |  | 0 | 3.542 | 0 | 0 | 0 | 0 | 7.084 | 0 | 0 | 0 |  | 2022-01-26 | 0 | 549 | 549 | 549 | 549
2022-01-27 | 2500 | 708.4 | 1610.4458 | 0 | 2500 |  |  | 25 | 7.084 | 16.1045 | 0 | 25 |  | 0.5 | 0.14168 | 0.32209 | 0 | 0.5 |  | 12.5 | 3.542 | 8.0522 | 0 | 12.5 | 25 | 7.084 | 16.1045 | 0 | 25 |  | 2022-01-27 | 0 | 549 | 549 | 549 | 549
2022-01-28 | 0 | 0 | 1083.2481 | 0 | 2500 |  |  | 0 | 0 | 10.8325 | 0 | 25 |  | 0 | 0 | 0.21665 | 0 | 0.5 |  | 0 | 0 | 5.4162 | 0 | 12.5 | 0 | 0 | 10.8325 | 0 | 25 |  | 2022-01-28 | 0 | 549 | 549 | 549 | 549
2022-01-29 | 0 | 0 | 0 | 0 | 620.5738 |  |  | 0 | 0 | 0 | 0 | 6.2057 |  | 0 | 0 | 0 | 0 | 0.12411 |  | 0 | 0 | 0 | 0 | 3.1029 | 0 | 0 | 0 | 0 | 6.2057 |  | 2022-01-29 | 0 | 549 | 549 | 549 | 549
2022-01-30 | 0 | 151.8 | 0 | 2018.0469 | 1004.6119 |  |  | 0 | 1.518 | 0 | 20.1805 | 10.0461 |  | 0 | 0.03036 | 0 | 0.40361 | 0.20092 |  | 0 | 0.759 | 0 | 10.0902 | 5.0231 | 0 | 1.518 | 0 | 20.1805 | 10.0461 |  | 2022-01-30 | 0 | 549 | 549 | 549 | 549
2022-01-31 | 657.8 | 1467.4 | 0 | 0 | 0 |  |  | 6.578 | 14.674 | 0 | 0 | 0 |  | 0.13156 | 0.29348 | 0 | 0 | 0 |  | 3.289 | 7.337 | 0 | 0 | 0 | 6.578 | 14.674 | 0 | 0 | 0 |  | 2022-01-31 | 0 | 549 | 549 | 549 | 549
2022-02-01 | 657.8 | 2024 | 1338.2215 | 2500 | 2500 |  |  | 6.578 | 20.24 | 13.3822 | 25 | 25 |  | 0.13156 | 0.4048 | 0.26764 | 0.5 | 0.5 |  | 3.289 | 10.12 | 6.6911 | 12.5 | 12.5 | 6.578 | 20.24 | 13.3822 | 25 | 25 |  | 2022-02-01 | 549 | 549 | 549 | 549 | 549
2022-02-02 | 0 | 2500 | 0 | 2500 | 0 |  |  | 0 | 25 | 0 | 25 | 0 |  | 0 | 0.5 | 0 | 0.5 | 0 |  | 0 | 12.5 | 0 | 12.5 | 0 | 0 | 25 | 0 | 25 | 0 |  | 2022-02-02 | 549 | 549 | 549 | 549 | 549
2022-02-03 | 0 | 151.8 | 2303.3831 | 2500 | 1767.5023 |  |  | 0 | 1.518 | 23.0338 | 25 | 17.675 |  | 0 | 0.03036 | 0.46068 | 0.5 | 0.3535 |  | 0 | 0.759 | 11.5169 | 12.5 | 8.8375 | 0 | 1.518 | 23.0338 | 25 | 17.675 |  | 2022-02-03 | 549 | 549 | 549 | 549 | 549
2022-02-04 | 0 | 2500 | 0 | 2500 | 1926.7927 |  |  | 0 | 25 | 0 | 25 | 19.2679 |  | 0 | 0.5 | 0 | 0.5 | 0.38536 |  | 0 | 12.5 | 0 | 12.5 | 9.634 | 0 | 25 | 0 | 25 | 19.2679 |  | 2022-02-04 | 549 | 549 | 549 | 549 | 549
2022-02-05 | 0 | 2500 | 0 | 2500 | 0 |  |  | 0 | 25 | 0 | 25 | 0 |  | 0 | 0.5 | 0 | 0.5 | 0 |  | 0 | 12.5 | 0 | 12.5 | 0 | 0 | 25 | 0 | 25 | 0 |  | 2022-02-05 | 549 | 549 | 549 | 549 | 549
2022-02-06 | 0 | 2500 | 0 | 2500 | 0 |  |  | 0 | 25 | 0 | 25 | 0 |  | 0 | 0.5 | 0 | 0.5 | 0 |  | 0 | 12.5 | 0 | 12.5 | 0 | 0 | 25 | 0 | 25 | 0 |  | 2022-02-06 | 549 | 549 | 549 | 549 | 549
2022-02-07 | 0 | 2500 | 1549.6387 | 2500 | 2350.1783 |  |  | 0 | 25 | 15.4964 | 25 | 23.5018 |  | 0 | 0.5 | 0.30993 | 0.5 | 0.47004 |  | 0 | 12.5 | 7.7482 | 12.5 | 11.7509 | 0 | 25 | 15.4964 | 25 | 23.5018 |  | 2022-02-07 | 549 | 549 | 549 | 549 | 549
2022-02-08 | 0 | 1669.8 | 368.6921 | 2042.8949 | 0 |  |  | 0 | 16.698 | 3.6869 | 20.4289 | 0 |  | 0 | 0.33396 | 0.073738 | 0.40858 | 0 |  | 0 | 8.349 | 1.8435 | 10.2145 | 0 | 0 | 16.698 | 3.6869 | 20.4289 | 0 |  | 2022-02-08 | 549 | 549 | 549 | 549 | 549
2022-02-09 | 2500 | 809.6 | 2500 | 0 | 0 |  |  | 25 | 8.096 | 25 | 0 | 0 |  | 0.5 | 0.16192 | 0.5 | 0 | 0 |  | 12.5 | 4.048 | 12.5 | 0 | 0 | 25 | 8.096 | 25 | 0 | 0 |  | 2022-02-09 | 549 | 549 | 549 | 549 | 549
2022-02-10 | 2500 | 50.6 | 2500 | 2500 | 1599.4631 |  |  | 25 | 0.506 | 25 | 25 | 15.9946 |  | 0.5 | 0.01012 | 0.5 | 0.5 | 0.31989 |  | 12.5 | 0.253 | 12.5 | 12.5 | 7.9973 | 25 | 0.506 | 25 | 25 | 15.9946 |  | 2022-02-10 | 549 | 549 | 549 | 549 | 549
2022-02-11 | 2500 | 2500 | 2500 | 2118.6377 | 2500 |  |  | 25 | 25 | 25 | 21.1864 | 25 |  | 0.5 | 0.5 | 0.5 | 0.42373 | 0.5 |  | 12.5 | 12.5 | 12.5 | 10.5932 | 12.5 | 25 | 25 | 25 | 21.1864 | 25 |  | 2022-02-11 | 549 | 549 | 549 | 549 | 549
2022-02-12 | 2500 | 2500 | 2500 | 2500 | 2500 |  |  | 25 | 25 | 25 | 25 | 25 |  | 0.5 | 0.5 | 0.5 | 0.5 | 0.5 |  | 12.5 | 12.5 | 12.5 | 12.5 | 12.5 | 25 | 25 | 25 | 25 | 25 |  | 2022-02-12 | 549 | 549 | 549 | 549 | 549
2022-02-13 | 2500 | 2500 | 2500 | 2500 | 2500 |  |  | 25 | 25 | 25 | 25 | 25 |  | 0.5 | 0.5 | 0.5 | 0.5 | 0.5 |  | 12.5 | 12.5 | 12.5 | 12.5 | 12.5 | 25 | 25 | 25 | 25 | 25 |  | 2022-02-13 | 549 | 549 | 549 | 549 | 549
2022-02-14 | 759 | 50.6 | 0 | 602.0172 | 2395.0694 |  |  | 7.59 | 0.506 | 0 | 6.0202 | 23.9507 |  | 0.1518 | 0.01012 | 0 | 0.1204 | 0.47901 |  | 3.795 | 0.253 | 0 | 3.0101 | 11.9753 | 7.59 | 0.506 | 0 | 6.0202 | 23.9507 |  | 2022-02-14 | 549 | 549 | 549 | 549 | 549
2022-02-15 | 2500 | 0 | 0 | 0 | 0 |  |  | 25 | 0 | 0 | 0 | 0 |  | 0.5 | 0 | 0 | 0 | 0 |  | 12.5 | 0 | 0 | 0 | 0 | 25 | 0 | 0 | 0 | 0 |  | 2022-02-15 | 549 | 549 | 549 | 549 | 549
2022-02-16 | 2500 | 0 | 2500 | 0 | 2500 |  |  | 25 | 0 | 25 | 0 | 25 |  | 0.5 | 0 | 0.5 | 0 | 0.5 |  | 12.5 | 0 | 12.5 | 0 | 12.5 | 25 | 0 | 25 | 0 | 25 |  | 2022-02-16 | 549 | 549 | 549 | 549 | 549
2022-02-17 | 2327.6 | 0 | 2146.6955 | 2500 | 2500 |  |  | 23.276 | 0 | 21.467 | 25 | 25 |  | 0.46552 | 0 | 0.42934 | 0.5 | 0.5 |  | 11.638 | 0 | 10.7335 | 12.5 | 12.5 | 23.276 | 0 | 21.467 | 25 | 25 |  | 2022-02-17 | 549 | 549 | 549 | 549 | 549
2022-02-18 | 2500 | 1012 | 1638.6334 | 0 | 2500 |  |  | 25 | 10.12 | 16.3863 | 0 | 25 |  | 0.5 | 0.2024 | 0.32773 | 0 | 0.5 |  | 12.5 | 5.06 | 8.1932 | 0 | 12.5 | 25 | 10.12 | 16.3863 | 0 | 25 |  | 2022-02-18 | 549 | 549 | 549 | 549 | 549
2022-02-19 | 2500 | 2500 | 2500 | 2500 | 657.5872 |  |  | 25 | 25 | 25 | 25 | 6.5759 |  | 0.5 | 0.5 | 0.5 | 0.5 | 0.13152 |  | 12.5 | 12.5 | 12.5 | 12.5 | 3.2879 | 25 | 25 | 25 | 25 | 6.5759 |  | 2022-02-19 | 549 | 549 | 549 | 549 | 549
2022-02-20 | 607.2 | 101.2 | 2500 | 2124.7982 | 0 |  |  | 6.072 | 1.012 | 25 | 21.248 | 0 |  | 0.12144 | 0.02024 | 0.5 | 0.42496 | 0 |  | 3.036 | 0.506 | 12.5 | 10.624 | 0 | 6.072 | 1.012 | 25 | 21.248 | 0 |  | 2022-02-20 | 549 | 549 | 549 | 549 | 549
2022-02-21 | 202.4 | 0 | 1175.6666 | 0 | 0 |  |  | 2.024 | 0 | 11.7567 | 0 | 0 |  | 0.04048 | 0 | 0.23513 | 0 | 0 |  | 1.012 | 0 | 5.8783 | 0 | 0 | 2.024 | 0 | 11.7567 | 0 | 0 |  | 2022-02-21 | 549 | 549 | 549 | 549 | 549
2022-02-22 | 1214.4 | 0 | 0 | 1935.8093 | 0 |  |  | 12.144 | 0 | 0 | 19.3581 | 0 |  | 0.24288 | 0 | 0 | 0.38716 | 0 |  | 6.072 | 0 | 0 | 9.679 | 0 | 12.144 | 0 | 0 | 19.3581 | 0 |  | 2022-02-22 | 549 | 549 | 549 | 549 | 549
2022-02-23 | 2500 | 0 | 2500 | 0 | 1340.6429 |  |  | 25 | 0 | 25 | 0 | 13.4064 |  | 0.5 | 0 | 0.5 | 0 | 0.26813 |  | 12.5 | 0 | 12.5 | 0 | 6.7032 | 25 | 0 | 25 | 0 | 13.4064 |  | 2022-02-23 | 549 | 549 | 549 | 549 | 549
2022-02-24 | 1720.4 | 50.6 | 2173.8692 | 694.8775 | 2500 |  |  | 17.204 | 0.506 | 21.7387 | 6.9488 | 25 |  | 0.34408 | 0.01012 | 0.43477 | 0.13898 | 0.5 |  | 8.602 | 0.253 | 10.8693 | 3.4744 | 12.5 | 17.204 | 0.506 | 21.7387 | 6.9488 | 25 |  | 2022-02-24 | 549 | 549 | 549 | 549 | 549
2022-02-25 | 0 | 1163.8 | 2088.955 | 0 | 1375.883 |  |  | 0 | 11.638 | 20.8895 | 0 | 13.7588 |  | 0 | 0.23276 | 0.41779 | 0 | 0.27518 |  | 0 | 5.819 | 10.4448 | 0 | 6.8794 | 0 | 11.638 | 20.8895 | 0 | 13.7588 |  | 2022-02-25 | 549 | 549 | 549 | 549 | 549
2022-02-26 | 202.4 | 2226.4 | 0 | 0 | 2348.0822 |  |  | 2.024 | 22.264 | 0 | 0 | 23.4808 |  | 0.04048 | 0.44528 | 0 | 0 | 0.46962 |  | 1.012 | 11.132 | 0 | 0 | 11.7404 | 2.024 | 22.264 | 0 | 0 | 23.4808 |  | 2022-02-26 | 549 | 549 | 549 | 549 | 549
2022-02-27 | 0 | 101.2 | 0 | 0 | 0 |  |  | 0 | 1.012 | 0 | 0 | 0 |  | 0 | 0.02024 | 0 | 0 | 0 |  | 0 | 0.506 | 0 | 0 | 0 | 0 | 1.012 | 0 | 0 | 0 |  | 2022-02-27 | 549 | 549 | 549 | 549 | 549
2022-02-28 | 101.2 | 0 | 2027.8059 | 0 | 2103.3825 |  |  | 1.012 | 0 | 20.2781 | 0 | 21.0338 |  | 0.02024 | 0 | 0.40556 | 0 | 0.42068 |  | 0.506 | 0 | 10.139 | 0 | 10.5169 | 1.012 | 0 | 20.2781 | 0 | 21.0338 |  | 2022-02-28 | 549 | 549 | 549 | 549 | 549
2022-03-01 | 506 | 303.6 | 0 | 0 | 1352.3164 |  |  | 5.06 | 3.036 | 0 | 0 | 13.5232 |  | 0.1012 | 0.06072 | 0 | 0 | 0.27046 |  | 2.53 | 1.518 | 0 | 0 | 6.7616 | 5.06 | 3.036 | 0 | 0 | 13.5232 |  | 2022-03-01 | 549 | 549 | 549 | 549 | 549
2022-03-02 | 2500 | 0 | 2500 | 912.2312 | 381.4298 |  |  | 25 | 0 | 25 | 9.1223 | 3.8143 |  | 0.5 | 0 | 0.5 | 0.18245 | 0.076286 |  | 12.5 | 0 | 12.5 | 4.5612 | 1.9071 | 25 | 0 | 25 | 9.1223 | 3.8143 |  | 2022-03-02 | 549 | 549 | 549 | 549 | 549
2022-03-03 | 253 | 0 | 0 | 0 | 2125.2479 |  |  | 2.53 | 0 | 0 | 0 | 21.2525 |  | 0.0506 | 0 | 0 | 0 | 0.42505 |  | 1.265 | 0 | 0 | 0 | 10.6262 | 2.53 | 0 | 0 | 0 | 21.2525 |  | 2022-03-03 | 549 | 549 | 549 | 549 | 549
2022-03-04 | 607.2 | 101.2 | 1018.0941 | 1812.5218 | 0 |  |  | 6.072 | 1.012 | 10.1809 | 18.1252 | 0 |  | 0.12144 | 0.02024 | 0.20362 | 0.3625 | 0 |  | 3.036 | 0.506 | 5.0905 | 9.0626 | 0 | 6.072 | 1.012 | 10.1809 | 18.1252 | 0 |  | 2022-03-04 | 549 | 549 | 549 | 549 | 549
2022-03-05 | 2500 | 455.4 | 2500 | 2500 | 2500 |  |  | 25 | 4.554 | 25 | 25 | 25 |  | 0.5 | 0.09108 | 0.5 | 0.5 | 0.5 |  | 12.5 | 2.277 | 12.5 | 12.5 | 12.5 | 25 | 4.554 | 25 | 25 | 25 |  | 2022-03-05 | 549 | 549 | 549 | 549 | 549
2022-03-06 | 2175.8 | 202.4 | 2500 | 1440.4253 | 2500 |  |  | 21.758 | 2.024 | 25 | 14.4043 | 25 |  | 0.43516 | 0.04048 | 0.5 | 0.28809 | 0.5 |  | 10.879 | 1.012 | 12.5 | 7.2021 | 12.5 | 21.758 | 2.024 | 25 | 14.4043 | 25 |  | 2022-03-06 | 549 | 549 | 549 | 549 | 549
2022-03-07 | 2500 | 0 | 2500 | 0 | 2500 |  |  | 25 | 0 | 25 | 0 | 25 |  | 0.5 | 0 | 0.5 | 0 | 0.5 |  | 12.5 | 0 | 12.5 | 0 | 12.5 | 25 | 0 | 25 | 0 | 25 |  | 2022-03-07 | 549 | 549 | 549 | 549 | 549
2022-03-08 | 2500 | 101.2 | 2500 | 0 | 2500 |  |  | 25 | 1.012 | 25 | 0 | 25 |  | 0.5 | 0.02024 | 0.5 | 0 | 0.5 |  | 12.5 | 0.506 | 12.5 | 0 | 12.5 | 25 | 1.012 | 25 | 0 | 25 |  | 2022-03-08 | 549 | 549 | 549 | 549 | 549
2022-03-09 | 2500 | 101.2 | 430.6612 | 2500 | 1833.2087 |  |  | 25 | 1.012 | 4.3066 | 25 | 18.3321 |  | 0.5 | 0.02024 | 0.086132 | 0.5 | 0.36664 |  | 12.5 | 0.506 | 2.1533 | 12.5 | 9.166 | 25 | 1.012 | 4.3066 | 25 | 18.3321 |  | 2022-03-09 | 549 | 549 | 549 | 549 | 549
2022-03-10 | 607.2 | 708.4 | 2500 | 0 | 2500 |  |  | 6.072 | 7.084 | 25 | 0 | 25 |  | 0.12144 | 0.14168 | 0.5 | 0 | 0.5 |  | 3.036 | 3.542 | 12.5 | 0 | 12.5 | 6.072 | 7.084 | 25 | 0 | 25 |  | 2022-03-10 | 549 | 549 | 549 | 549 | 549
2022-03-11 | 0 | 2500 | 0 | 2500 | 1453.8652 |  |  | 0 | 25 | 0 | 25 | 14.5387 |  | 0 | 0.5 | 0 | 0.5 | 0.29077 |  | 0 | 12.5 | 0 | 12.5 | 7.2693 | 0 | 25 | 0 | 25 | 14.5387 |  | 2022-03-11 | 549 | 549 | 549 | 549 | 549
2022-03-12 | 708.4 | 2175.8 | 0 | 1698.6501 | 0 |  |  | 7.084 | 21.758 | 0 | 16.9865 | 0 |  | 0.14168 | 0.43516 | 0 | 0.33973 | 0 |  | 3.542 | 10.879 | 0 | 8.4933 | 0 | 7.084 | 21.758 | 0 | 16.9865 | 0 |  | 2022-03-12 | 549 | 549 | 549 | 549 | 549
2022-03-13 | 2500 | 2500 | 2247.9034 | 2500 | 2500 |  |  | 25 | 25 | 22.479 | 25 | 25 |  | 0.5 | 0.5 | 0.44958 | 0.5 | 0.5 |  | 12.5 | 12.5 | 11.2395 | 12.5 | 12.5 | 25 | 25 | 22.479 | 25 | 25 |  | 2022-03-13 | 549 | 549 | 549 | 549 | 549
2022-03-14 | 2500 | 151.8 | 2500 | 0 | 1848.5073 |  |  | 25 | 1.518 | 25 | 0 | 18.4851 |  | 0.5 | 0.03036 | 0.5 | 0 | 0.3697 |  | 12.5 | 0.759 | 12.5 | 0 | 9.2425 | 25 | 1.518 | 25 | 0 | 18.4851 |  | 2022-03-14 | 549 | 549 | 549 | 549 | 549
2022-03-15 | 2500 | 0 | 2500 | 640.8613 | 2500 |  |  | 25 | 0 | 25 | 6.4086 | 25 |  | 0.5 | 0 | 0.5 | 0.12817 | 0.5 |  | 12.5 | 0 | 12.5 | 3.2043 | 12.5 | 25 | 0 | 25 | 6.4086 | 25 |  | 2022-03-15 | 549 | 549 | 549 | 549 | 549
2022-03-16 | 1366.2 | 0 | 0 | 0 | 0 |  |  | 13.662 | 0 | 0 | 0 | 0 |  | 0.27324 | 0 | 0 | 0 | 0 |  | 6.831 | 0 | 0 | 0 | 0 | 13.662 | 0 | 0 | 0 | 0 |  | 2022-03-16 | 549 | 549 | 549 | 549 | 549
2022-03-17 | 101.2 | 0 | 0 | 1992.1168 | 1233.0482 |  |  | 1.012 | 0 | 0 | 19.9212 | 12.3305 |  | 0.02024 | 0 | 0 | 0.39842 | 0.24661 |  | 0.506 | 0 | 0 | 9.9606 | 6.1652 | 1.012 | 0 | 0 | 19.9212 | 12.3305 |  | 2022-03-17 | 549 | 549 | 549 | 549 | 549
2022-03-18 | 2500 | 2500 | 2500 | 2500 | 2500 |  |  | 25 | 25 | 25 | 25 | 25 |  | 0.5 | 0.5 | 0.5 | 0.5 | 0.5 |  | 12.5 | 12.5 | 12.5 | 12.5 | 12.5 | 25 | 25 | 25 | 25 | 25 |  | 2022-03-18 | 549 | 549 | 549 | 549 | 549
2022-03-19 | 404.8 | 2500 | 0 | 2500 | 2101.3089 |  |  | 4.048 | 25 | 0 | 25 | 21.0131 |  | 0.08096 | 0.5 | 0 | 0.5 | 0.42026 |  | 2.024 | 12.5 | 0 | 12.5 | 10.5065 | 4.048 | 25 | 0 | 25 | 21.0131 |  | 2022-03-19 | 549 | 549 | 549 | 549 | 549
2022-03-20 | 404.8 | 2500 | 0 | 2500 | 0 |  |  | 4.048 | 25 | 0 | 25 | 0 |  | 0.08096 | 0.5 | 0 | 0.5 | 0 |  | 2.024 | 12.5 | 0 | 12.5 | 0 | 4.048 | 25 | 0 | 25 | 0 |  | 2022-03-20 | 549 | 549 | 549 | 549 | 549
2022-03-21 | 1922.8 | 0 | 620.6088 | 0 | 0 |  |  | 19.228 | 0 | 6.2061 | 0 | 0 |  | 0.38456 | 0 | 0.12412 | 0 | 0 |  | 9.614 | 0 | 3.103 | 0 | 0 | 19.228 | 0 | 6.2061 | 0 | 0 |  | 2022-03-21 | 549 | 549 | 549 | 549 | 549
2022-03-22 | 657.8 | 1771 | 0 | 2500 | 1878.2208 |  |  | 6.578 | 17.71 | 0 | 25 | 18.7822 |  | 0.13156 | 0.3542 | 0 | 0.5 | 0.37564 |  | 3.289 | 8.855 | 0 | 12.5 | 9.3911 | 6.578 | 17.71 | 0 | 25 | 18.7822 |  | 2022-03-22 | 549 | 549 | 549 | 549 | 549
2022-03-23 | 0 | 2428.8 | 0 | 0 | 0 |  |  | 0 | 24.288 | 0 | 0 | 0 |  | 0 | 0.48576 | 0 | 0 | 0 |  | 0 | 12.144 | 0 | 0 | 0 | 0 | 24.288 | 0 | 0 | 0 |  | 2022-03-23 | 549 | 549 | 549 | 549 | 549
2022-03-24 | 1012 | 2500 | 0 | 2500 | 162.1675 |  |  | 10.12 | 25 | 0 | 25 | 1.6217 |  | 0.2024 | 0.5 | 0 | 0.5 | 0.032433 |  | 5.06 | 12.5 | 0 | 12.5 | 0.81084 | 10.12 | 25 | 0 | 25 | 1.6217 |  | 2022-03-24 | 549 | 549 | 549 | 549 | 549
2022-03-25 | 2500 | 2500 | 2500 | 2500 | 2500 |  |  | 25 | 25 | 25 | 25 | 25 |  | 0.5 | 0.5 | 0.5 | 0.5 | 0.5 |  | 12.5 | 12.5 | 12.5 | 12.5 | 12.5 | 25 | 25 | 25 | 25 | 25 |  | 2022-03-25 | 549 | 549 | 549 | 549 | 549
2022-03-26 | 50.6 | 2500 | 1632.8605 | 2500 | 0 |  |  | 0.506 | 25 | 16.3286 | 25 | 0 |  | 0.01012 | 0.5 | 0.32657 | 0.5 | 0 |  | 0.253 | 12.5 | 8.1643 | 12.5 | 0 | 0.506 | 25 | 16.3286 | 25 | 0 |  | 2022-03-26 | 549 | 549 | 549 | 549 | 549
2022-03-27 | 1113.2 | 2500 | 1978.4937 | 2500 | 0 |  |  | 11.132 | 25 | 19.7849 | 25 | 0 |  | 0.22264 | 0.5 | 0.3957 | 0.5 | 0 |  | 5.566 | 12.5 | 9.8925 | 12.5 | 0 | 11.132 | 25 | 19.7849 | 25 | 0 |  | 2022-03-27 | 549 | 549 | 549 | 549 | 549
2022-03-28 | 2500 | 2500 | 2500 | 2500 | 2500 |  |  | 25 | 25 | 25 | 25 | 25 |  | 0.5 | 0.5 | 0.5 | 0.5 | 0.5 |  | 12.5 | 12.5 | 12.5 | 12.5 | 12.5 | 25 | 25 | 25 | 25 | 25 |  | 2022-03-28 | 549 | 549 | 549 | 549 | 549
2022-03-29 | 2500 | 2500 | 2500 | 2500 | 2500 |  |  | 25 | 25 | 25 | 25 | 25 |  | 0.5 | 0.5 | 0.5 | 0.5 | 0.5 |  | 12.5 | 12.5 | 12.5 | 12.5 | 12.5 | 25 | 25 | 25 | 25 | 25 |  | 2022-03-29 | 549 | 549 | 549 | 549 | 549
2022-03-30 | 759 | 2500 | 0 | 2500 | 0 |  |  | 7.59 | 25 | 0 | 25 | 0 |  | 0.1518 | 0.5 | 0 | 0.5 | 0 |  | 3.795 | 12.5 | 0 | 12.5 | 0 | 7.59 | 25 | 0 | 25 | 0 |  | 2022-03-30 | 549 | 549 | 549 | 549 | 549
2022-03-31 | 0 | 2500 | 0 | 2500 | 0 |  |  | 0 | 25 | 0 | 25 | 0 |  | 0 | 0.5 | 0 | 0.5 | 0 |  | 0 | 12.5 | 0 | 12.5 | 0 | 0 | 25 | 0 | 25 | 0 |  | 2022-03-31 | 549 | 549 | 549 | 549 | 549
2022-04-01 | 0 | 0 | 0 | 751.3259 | 2500 |  |  | 0 | 0 | 0 | 7.5133 | 25 |  | 0 | 0 | 0 | 0.15027 | 0.5 |  | 0 | 0 | 0 | 3.7566 | 12.5 | 0 | 0 | 0 | 7.5133 | 25 |  | 2022-04-01 | 549 | 549 | 549 | 549 | 549
2022-04-02 | 1416.8 | 2500 | 2500 | 2500 | 2500 |  |  | 14.168 | 25 | 25 | 25 | 25 |  | 0.28336 | 0.5 | 0.5 | 0.5 | 0.5 |  | 7.084 | 12.5 | 12.5 | 12.5 | 12.5 | 14.168 | 25 | 25 | 25 | 25 |  | 2022-04-02 | 549 | 549 | 549 | 549 | 549
2022-04-03 | 2500 | 2277 | 590.9446 | 1751.9066 | 2500 |  |  | 25 | 22.77 | 5.9094 | 17.5191 | 25 |  | 0.5 | 0.4554 | 0.11819 | 0.35038 | 0.5 |  | 12.5 | 11.385 | 2.9547 | 8.7595 | 12.5 | 25 | 22.77 | 5.9094 | 17.5191 | 25 |  | 2022-04-03 | 549 | 549 | 549 | 549 | 549
2022-04-04 | 657.8 | 2125.2 | 0 | 2500 | 0 |  |  | 6.578 | 21.252 | 0 | 25 | 0 |  | 0.13156 | 0.42504 | 0 | 0.5 | 0 |  | 3.289 | 10.626 | 0 | 12.5 | 0 | 6.578 | 21.252 | 0 | 25 | 0 |  | 2022-04-04 | 549 | 549 | 549 | 549 | 549
2022-04-05 | 2500 | 151.8 | 0 | 0 | 0 |  |  | 25 | 1.518 | 0 | 0 | 0 |  | 0.5 | 0.03036 | 0 | 0 | 0 |  | 12.5 | 0.759 | 0 | 0 | 0 | 25 | 1.518 | 0 | 0 | 0 |  | 2022-04-05 | 549 | 549 | 549 | 549 | 549
2022-04-06 | 2378.2 | 0 | 1542.4138 | 0 | 0 |  |  | 23.782 | 0 | 15.4241 | 0 | 0 |  | 0.47564 | 0 | 0.30848 | 0 | 0 |  | 11.891 | 0 | 7.7121 | 0 | 0 | 23.782 | 0 | 15.4241 | 0 | 0 |  | 2022-04-06 | 549 | 549 | 549 | 549 | 549
2022-04-07 | 2500 | 0 | 2500 | 383.8553 | 2500 |  |  | 25 | 0 | 25 | 3.8386 | 25 |  | 0.5 | 0 | 0.5 | 0.076771 | 0.5 |  | 12.5 | 0 | 12.5 | 1.9193 | 12.5 | 25 | 0 | 25 | 3.8386 | 25 |  | 2022-04-07 | 549 | 549 | 549 | 549 | 549
2022-04-08 | 1416.8 | 0 | 2500 | 1093.1327 | 157.9107 |  |  | 14.168 | 0 | 25 | 10.9313 | 1.5791 |  | 0.28336 | 0 | 0.5 | 0.21863 | 0.031582 |  | 7.084 | 0 | 12.5 | 5.4657 | 0.78955 | 14.168 | 0 | 25 | 10.9313 | 1.5791 |  | 2022-04-08 | 549 | 549 | 549 | 549 | 549
2022-04-09 | 0 | 809.6 | 0 | 645.4685 | 0 |  |  | 0 | 8.096 | 0 | 6.4547 | 0 |  | 0 | 0.16192 | 0 | 0.12909 | 0 |  | 0 | 4.048 | 0 | 3.2273 | 0 | 0 | 8.096 | 0 | 6.4547 | 0 |  | 2022-04-09 | 549 | 549 | 549 | 549 | 549
2022-04-10 | 2500 | 2500 | 1707.2685 | 2500 | 2500 |  |  | 25 | 25 | 17.0727 | 25 | 25 |  | 0.5 | 0.5 | 0.34145 | 0.5 | 0.5 |  | 12.5 | 12.5 | 8.5363 | 12.5 | 12.5 | 25 | 25 | 17.0727 | 25 | 25 |  | 2022-04-10 | 549 | 549 | 549 | 549 | 549
2022-04-11 | 0 | 2327.6 | 0 | 2092.14 | 1550.4374 |  |  | 0 | 23.276 | 0 | 20.9214 | 15.5044 |  | 0 | 0.46552 | 0 | 0.41843 | 0.31009 |  | 0 | 11.638 | 0 | 10.4607 | 7.7522 | 0 | 23.276 | 0 | 20.9214 | 15.5044 |  | 2022-04-11 | 549 | 549 | 549 | 549 | 549
2022-04-12 | 0 | 2500 | 457.737 | 2500 | 2500 |  |  | 0 | 25 | 4.5774 | 25 | 25 |  | 0 | 0.5 | 0.091547 | 0.5 | 0.5 |  | 0 | 12.5 | 2.2887 | 12.5 | 12.5 | 0 | 25 | 4.5774 | 25 | 25 |  | 2022-04-12 | 549 | 549 | 549 | 549 | 549
2022-04-13 | 0 | 2500 | 0 | 807.1782 | 0 |  |  | 0 | 25 | 0 | 8.0718 | 0 |  | 0 | 0.5 | 0 | 0.16144 | 0 |  | 0 | 12.5 | 0 | 4.0359 | 0 | 0 | 25 | 0 | 8.0718 | 0 |  | 2022-04-13 | 549 | 549 | 549 | 549 | 549
2022-04-14 | 2500 | 379.5 | 1316.1203 | 876.7258 | 0 |  |  | 25 | 3.795 | 13.1612 | 8.7673 | 0 |  | 0.5 | 0.0759 | 0.26322 | 0.17535 | 0 |  | 12.5 | 1.8975 | 6.5806 | 4.3836 | 0 | 25 | 3.795 | 13.1612 | 8.7673 | 0 |  | 2022-04-14 | 549 | 549 | 549 | 549 | 549
2022-04-15 | 2500 | 2500 | 2500 | 2500 | 881.6584 |  |  | 25 | 25 | 25 | 25 | 8.8166 |  | 0.5 | 0.5 | 0.5 | 0.5 | 0.17633 |  | 12.5 | 12.5 | 12.5 | 12.5 | 4.4083 | 25 | 25 | 25 | 25 | 8.8166 |  | 2022-04-15 | 549 | 549 | 549 | 549 | 549
2022-04-16 | 2500 | 759 | 2500 | 2471.0959 | 2500 |  |  | 25 | 7.59 | 25 | 24.711 | 25 |  | 0.5 | 0.1518 | 0.5 | 0.49422 | 0.5 |  | 12.5 | 3.795 | 12.5 | 12.3555 | 12.5 | 25 | 7.59 | 25 | 24.711 | 25 |  | 2022-04-16 | 549 | 549 | 549 | 549 | 549
2022-04-17 | 2479.4 | 0 | 0 | 177.6176 | 0 |  |  | 24.794 | 0 | 0 | 1.7762 | 0 |  | 0.49588 | 0 | 0 | 0.035524 | 0 |  | 12.397 | 0 | 0 | 0.88809 | 0 | 24.794 | 0 | 0 | 1.7762 | 0 |  | 2022-04-17 | 549 | 549 | 549 | 549 | 549
2022-04-18 | 480.7 | 0 | 0 | 0 | 1366.013 |  |  | 4.807 | 0 | 0 | 0 | 13.6601 |  | 0.09614 | 0 | 0 | 0 | 0.2732 |  | 2.4035 | 0 | 0 | 0 | 6.8301 | 4.807 | 0 | 0 | 0 | 13.6601 |  | 2022-04-18 | 549 | 549 | 549 | 549 | 549
2022-04-19 | 2500 | 0 | 2500 | 422.1879 | 2500 |  |  | 25 | 0 | 25 | 4.2219 | 25 |  | 0.5 | 0 | 0.5 | 0.084438 | 0.5 |  | 12.5 | 0 | 12.5 | 2.1109 | 12.5 | 25 | 0 | 25 | 4.2219 | 25 |  | 2022-04-19 | 549 | 549 | 549 | 549 | 549
2022-04-20 | 2500 | 278.3 | 2500 | 0 | 2500 |  |  | 25 | 2.783 | 25 | 0 | 25 |  | 0.5 | 0.05566 | 0.5 | 0 | 0.5 |  | 12.5 | 1.3915 | 12.5 | 0 | 12.5 | 25 | 2.783 | 25 | 0 | 25 |  | 2022-04-20 | 549 | 549 | 549 | 549 | 549
2022-04-21 | 0 | 101.2 | 0 | 0 | 975.9941 |  |  | 0 | 1.012 | 0 | 0 | 9.7599 |  | 0 | 0.02024 | 0 | 0 | 0.1952 |  | 0 | 0.506 | 0 | 0 | 4.88 | 0 | 1.012 | 0 | 0 | 9.7599 |  | 2022-04-21 | 549 | 549 | 549 | 549 | 549
2022-04-22 | 1113.2 | 2074.6 | 893.66 | 2500 | 2500 |  |  | 11.132 | 20.746 | 8.9366 | 25 | 25 |  | 0.22264 | 0.41492 | 0.17873 | 0.5 | 0.5 |  | 5.566 | 10.373 | 4.4683 | 12.5 | 12.5 | 11.132 | 20.746 | 8.9366 | 25 | 25 |  | 2022-04-22 | 549 | 549 | 549 | 549 | 549
2022-04-23 | 2500 | 2125.2 | 713.8119 | 0 | 212.5684 |  |  | 25 | 21.252 | 7.1381 | 0 | 2.1257 |  | 0.5 | 0.42504 | 0.14276 | 0 | 0.042514 |  | 12.5 | 10.626 | 3.5691 | 0 | 1.0628 | 25 | 21.252 | 7.1381 | 0 | 2.1257 |  | 2022-04-23 | 549 | 549 | 549 | 549 | 549
2022-04-24 | 2500 | 455.4 | 2500 | 0 | 2500 |  |  | 25 | 4.554 | 25 | 0 | 25 |  | 0.5 | 0.09108 | 0.5 | 0 | 0.5 |  | 12.5 | 2.277 | 12.5 | 0 | 12.5 | 25 | 4.554 | 25 | 0 | 25 |  | 2022-04-24 | 549 | 549 | 549 | 549 | 549
2022-04-25 | 455.4 | 0 | 1548.8518 | 0 | 2500 |  |  | 4.554 | 0 | 15.4885 | 0 | 25 |  | 0.09108 | 0 | 0.30977 | 0 | 0.5 |  | 2.277 | 0 | 7.7443 | 0 | 12.5 | 4.554 | 0 | 15.4885 | 0 | 25 |  | 2022-04-25 | 549 | 549 | 549 | 549 | 549
2022-04-26 | 2500 | 1062.6 | 2500 | 2500 | 2500 |  |  | 25 | 10.626 | 25 | 25 | 25 |  | 0.5 | 0.21252 | 0.5 | 0.5 | 0.5 |  | 12.5 | 5.313 | 12.5 | 12.5 | 12.5 | 25 | 10.626 | 25 | 25 | 25 |  | 2022-04-26 | 549 | 549 | 549 | 549 | 549
2022-04-27 | 1821.6 | 2500 | 0 | 2500 | 620.178 |  |  | 18.216 | 25 | 0 | 25 | 6.2018 |  | 0.36432 | 0.5 | 0 | 0.5 | 0.12404 |  | 9.108 | 12.5 | 0 | 12.5 | 3.1009 | 18.216 | 25 | 0 | 25 | 6.2018 |  | 2022-04-27 | 549 | 549 | 549 | 549 | 549
2022-04-28 | 202.4 | 2500 | 1309.3694 | 2500 | 1681.0075 |  |  | 2.024 | 25 | 13.0937 | 25 | 16.8101 |  | 0.04048 | 0.5 | 0.26187 | 0.5 | 0.3362 |  | 1.012 | 12.5 | 6.5468 | 12.5 | 8.405 | 2.024 | 25 | 13.0937 | 25 | 16.8101 |  | 2022-04-28 | 549 | 549 | 549 | 549 | 549
2022-04-29 | 25.3 | 2500 | 0 | 2302.4415 | 0 |  |  | 0.253 | 25 | 0 | 23.0244 | 0 |  | 0.00506 | 0.5 | 0 | 0.46049 | 0 |  | 0.1265 | 12.5 | 0 | 11.5122 | 0 | 0.253 | 25 | 0 | 23.0244 | 0 |  | 2022-04-29 | 549 | 549 | 549 | 549 | 549
2022-04-30 | 0 | 1214.4 | 0 | 2500 | 0 |  |  | 0 | 12.144 | 0 | 25 | 0 |  | 0 | 0.24288 | 0 | 0.5 | 0 |  | 0 | 6.072 | 0 | 12.5 | 0 | 0 | 12.144 | 0 | 25 | 0 |  | 2022-04-30 | 549 | 549 | 549 | 549 | 549
2022-05-01 | 0 | 202.4 | 0 | 1708.7617 | 825.6689 |  |  | 0 | 2.024 | 0 | 17.0876 | 8.2567 |  | 0 | 0.04048 | 0 | 0.34175 | 0.16513 |  | 0 | 1.012 | 0 | 8.5438 | 4.1283 | 0 | 2.024 | 0 | 17.0876 | 8.2567 |  | 2022-05-01 | 549 | 549 | 549 | 549 | 549
2022-05-02 | 506 | 0 | 0 | 1908.8851 | 0 |  |  | 5.06 | 0 | 0 | 19.0889 | 0 |  | 0.1012 | 0 | 0 | 0.38178 | 0 |  | 2.53 | 0 | 0 | 9.5444 | 0 | 5.06 | 0 | 0 | 19.0889 | 0 |  | 2022-05-02 | 549 | 549 | 549 | 549 | 549
2022-05-03 | 1163.8 | 0 | 0 | 0 | 0 |  |  | 11.638 | 0 | 0 | 0 | 0 |  | 0.23276 | 0 | 0 | 0 | 0 |  | 5.819 | 0 | 0 | 0 | 0 | 11.638 | 0 | 0 | 0 | 0 |  | 2022-05-03 | 549 | 549 | 549 | 549 | 549
2022-05-04 | 961.4 | 2500 | 0 | 2500 | 0 |  |  | 9.614 | 25 | 0 | 25 | 0 |  | 0.19228 | 0.5 | 0 | 0.5 | 0 |  | 4.807 | 12.5 | 0 | 12.5 | 0 | 9.614 | 25 | 0 | 25 | 0 |  | 2022-05-04 | 549 | 549 | 549 | 549 | 549
2022-05-05 | 0 | 101.2 | 0 | 0 | 0 |  |  | 0 | 1.012 | 0 | 0 | 0 |  | 0 | 0.02024 | 0 | 0 | 0 |  | 0 | 0.506 | 0 | 0 | 0 | 0 | 1.012 | 0 | 0 | 0 |  | 2022-05-05 | 549 | 549 | 549 | 549 | 549
2022-05-06 | 0 | 0 | 2413.5962 | 0 | 0 |  |  | 0 | 0 | 24.136 | 0 | 0 |  | 0 | 0 | 0.48272 | 0 | 0 |  | 0 | 0 | 12.068 | 0 | 0 | 0 | 0 | 24.136 | 0 | 0 |  | 2022-05-06 | 549 | 549 | 549 | 549 | 549
2022-05-07 | 0 | 0 | 0 | 0 | 1632.5105 |  |  | 0 | 0 | 0 | 0 | 16.3251 |  | 0 | 0 | 0 | 0 | 0.3265 |  | 0 | 0 | 0 | 0 | 8.1626 | 0 | 0 | 0 | 0 | 16.3251 |  | 2022-05-07 | 549 | 549 | 549 | 549 | 549
2022-05-08 | 0 | 0 | 1349.7461 | 0 | 0 |  |  | 0 | 0 | 13.4975 | 0 | 0 |  | 0 | 0 | 0.26995 | 0 | 0 |  | 0 | 0 | 6.7487 | 0 | 0 | 0 | 0 | 13.4975 | 0 | 0 |  | 2022-05-08 | 549 | 549 | 549 | 549 | 549
2022-05-09 | 0 | 0 | 0 | 0 | 124.3878 |  |  | 0 | 0 | 0 | 0 | 1.2439 |  | 0 | 0 | 0 | 0 | 0.024878 |  | 0 | 0 | 0 | 0 | 0.62194 | 0 | 0 | 0 | 0 | 1.2439 |  | 2022-05-09 | 549 | 549 | 549 | 549 | 549
2022-05-10 | 50.6 | 101.2 | 0 | 2012.9048 | 863.5019 |  |  | 0.506 | 1.012 | 0 | 20.129 | 8.635 |  | 0.01012 | 0.02024 | 0 | 0.40258 | 0.1727 |  | 0.253 | 0.506 | 0 | 10.0645 | 4.3175 | 0.506 | 1.012 | 0 | 20.129 | 8.635 |  | 2022-05-10 | 549 | 549 | 549 | 549 | 549
2022-05-11 | 0 | 0 | 0 | 0 | 1889.9113 |  |  | 0 | 0 | 0 | 0 | 18.8991 |  | 0 | 0 | 0 | 0 | 0.37798 |  | 0 | 0 | 0 | 0 | 9.4496 | 0 | 0 | 0 | 0 | 18.8991 |  | 2022-05-11 | 549 | 549 | 549 | 549 | 549
2022-05-12 | 50.6 | 0 | 732.2257 | 0 | 0 |  |  | 0.506 | 0 | 7.3223 | 0 | 0 |  | 0.01012 | 0 | 0.14645 | 0 | 0 |  | 0.253 | 0 | 3.6611 | 0 | 0 | 0.506 | 0 | 7.3223 | 0 | 0 |  | 2022-05-12 | 549 | 549 | 549 | 549 | 549
2022-05-13 | 0 | 0 | 0 | 0 | 0 |  |  | 0 | 0 | 0 | 0 | 0 |  | 0 | 0 | 0 | 0 | 0 |  | 0 | 0 | 0 | 0 | 0 | 0 | 0 | 0 | 0 | 0 |  | 2022-05-13 | 549 | 549 | 549 | 549 | 549
2022-05-14 | 0 | 0 | 828.8543 | 0 | 0 |  |  | 0 | 0 | 8.2885 | 0 | 0 |  | 0 | 0 | 0.16577 | 0 | 0 |  | 0 | 0 | 4.1443 | 0 | 0 | 0 | 0 | 8.2885 | 0 | 0 |  | 2022-05-14 | 549 | 549 | 549 | 549 | 549
2022-05-15 | 0 | 0 | 2500 | 0 | 2328.7983 |  |  | 0 | 0 | 25 | 0 | 23.288 |  | 0 | 0 | 0.5 | 0 | 0.46576 |  | 0 | 0 | 12.5 | 0 | 11.644 | 0 | 0 | 25 | 0 | 23.288 |  | 2022-05-15 | 549 | 549 | 549 | 549 | 549
2022-05-16 | 708.4 | 50.6 | 2144.6245 | 766.803 | 0 |  |  | 7.084 | 0.506 | 21.4462 | 7.668 | 0 |  | 0.14168 | 0.01012 | 0.42892 | 0.15336 | 0 |  | 3.542 | 0.253 | 10.7231 | 3.834 | 0 | 7.084 | 0.506 | 21.4462 | 7.668 | 0 |  | 2022-05-16 | 549 | 549 | 549 | 549 | 549
2022-05-17 | 0 | 0 | 0 | 1740.6896 | 0 |  |  | 0 | 0 | 0 | 17.4069 | 0 |  | 0 | 0 | 0 | 0.34814 | 0 |  | 0 | 0 | 0 | 8.7034 | 0 | 0 | 0 | 0 | 17.4069 | 0 |  | 2022-05-17 | 549 | 549 | 549 | 549 | 549
2022-05-18 | 0 | 0 | 81.2187 | 0 | 2333.0635 |  |  | 0 | 0 | 0.81219 | 0 | 23.3306 |  | 0 | 0 | 0.016244 | 0 | 0.46661 |  | 0 | 0 | 0.40609 | 0 | 11.6653 | 0 | 0 | 0.81219 | 0 | 23.3306 |  | 2022-05-18 | 549 | 549 | 549 | 549 | 549
2022-05-19 | 0 | 0 | 449.2953 | 0 | 1343.1807 |  |  | 0 | 0 | 4.493 | 0 | 13.4318 |  | 0 | 0 | 0.089859 | 0 | 0.26864 |  | 0 | 0 | 2.2465 | 0 | 6.7159 | 0 | 0 | 4.493 | 0 | 13.4318 |  | 2022-05-19 | 549 | 549 | 549 | 549 | 549
2022-05-20 | 0 | 0 | 0 | 0 | 0 |  |  | 0 | 0 | 0 | 0 | 0 |  | 0 | 0 | 0 | 0 | 0 |  | 0 | 0 | 0 | 0 | 0 | 0 | 0 | 0 | 0 | 0 |  | 2022-05-20 | 549 | 549 | 549 | 549 | 549
2022-05-21 | 2074.6 | 0 | 671.1704 | 0 | 541.9374 |  |  | 20.746 | 0 | 6.7117 | 0 | 5.4194 |  | 0.41492 | 0 | 0.13423 | 0 | 0.10839 |  | 10.373 | 0 | 3.3559 | 0 | 2.7097 | 20.746 | 0 | 6.7117 | 0 | 5.4194 |  | 2022-05-21 | 549 | 549 | 549 | 549 | 549
2022-05-22 | 2500 | 50.6 | 2500 | 2152.6834 | 632.4243 |  |  | 25 | 0.506 | 25 | 21.5268 | 6.3242 |  | 0.5 | 0.01012 | 0.5 | 0.43054 | 0.12648 |  | 12.5 | 0.253 | 12.5 | 10.7634 | 3.1621 | 25 | 0.506 | 25 | 21.5268 | 6.3242 |  | 2022-05-22 | 549 | 549 | 549 | 549 | 549
2022-05-23 | 202.4 | 50.6 | 0 | 0 | 0 |  |  | 2.024 | 0.506 | 0 | 0 | 0 |  | 0.04048 | 0.01012 | 0 | 0 | 0 |  | 1.012 | 0.253 | 0 | 0 | 0 | 2.024 | 0.506 | 0 | 0 | 0 |  | 2022-05-23 | 549 | 549 | 549 | 549 | 549
2022-05-24 | 1315.6 | 0 | 2139.6894 | 0 | 2500 |  |  | 13.156 | 0 | 21.3969 | 0 | 25 |  | 0.26312 | 0 | 0.42794 | 0 | 0.5 |  | 6.578 | 0 | 10.6984 | 0 | 12.5 | 13.156 | 0 | 21.3969 | 0 | 25 |  | 2022-05-24 | 549 | 549 | 549 | 549 | 549
2022-05-25 | 2500 | 0 | 2500 | 0 | 2500 |  |  | 25 | 0 | 25 | 0 | 25 |  | 0.5 | 0 | 0.5 | 0 | 0.5 |  | 12.5 | 0 | 12.5 | 0 | 12.5 | 25 | 0 | 25 | 0 | 25 |  | 2022-05-25 | 549 | 549 | 549 | 549 | 549
2022-05-26 | 0 | 0 | 0 | 0 | 1101.506 |  |  | 0 | 0 | 0 | 0 | 11.0151 |  | 0 | 0 | 0 | 0 | 0.2203 |  | 0 | 0 | 0 | 0 | 5.5075 | 0 | 0 | 0 | 0 | 11.0151 |  | 2022-05-26 | 549 | 549 | 549 | 549 | 549
2022-05-27 | 1113.2 | 0 | 0 | 0 | 0 |  |  | 11.132 | 0 | 0 | 0 | 0 |  | 0.22264 | 0 | 0 | 0 | 0 |  | 5.566 | 0 | 0 | 0 | 0 | 11.132 | 0 | 0 | 0 | 0 |  | 2022-05-27 | 549 | 549 | 549 | 549 | 549
2022-05-28 | 0 | 0 | 0 | 53.6231 | 1487.137 |  |  | 0 | 0 | 0 | 0.53623 | 14.8714 |  | 0 | 0 | 0 | 0.010725 | 0.29743 |  | 0 | 0 | 0 | 0.26812 | 7.4357 | 0 | 0 | 0 | 0.53623 | 14.8714 |  | 2022-05-28 | 549 | 549 | 549 | 549 | 549
2022-05-29 | 0 | 0 | 0 | 0 | 0 |  |  | 0 | 0 | 0 | 0 | 0 |  | 0 | 0 | 0 | 0 | 0 |  | 0 | 0 | 0 | 0 | 0 | 0 | 0 | 0 | 0 | 0 |  | 2022-05-29 | 549 | 549 | 549 | 549 | 549
2022-05-30 | 0 | 0 | 669.5953 | 2049.8439 | 0 |  |  | 0 | 0 | 6.696 | 20.4984 | 0 |  | 0 | 0 | 0.13392 | 0.40997 | 0 |  | 0 | 0 | 3.348 | 10.2492 | 0 | 0 | 0 | 6.696 | 20.4984 | 0 |  | 2022-05-30 | 549 | 549 | 549 | 549 | 549
2022-05-31 | 0 | 0 | 74.8929 | 0 | 1706.5547 |  |  | 0 | 0 | 0.74893 | 0 | 17.0655 |  | 0 | 0 | 0.014979 | 0 | 0.34131 |  | 0 | 0 | 0.37446 | 0 | 8.5328 | 0 | 0 | 0.74893 | 0 | 17.0655 |  | 2022-05-31 | 549 | 549 | 549 | 549 | 549
2022-06-01 | 0 | 1872.2 | 0 | 2500 | 432.2079 |  |  | 0 | 18.722 | 0 | 25 | 4.3221 |  | 0 | 0.37444 | 0 | 0.5 | 0.086442 |  | 0 | 9.361 | 0 | 12.5 | 2.161 | 0 | 18.722 | 0 | 25 | 4.3221 |  | 2022-06-01 | 549 | 549 | 549 | 549 | 549
2022-06-02 | 0 | 708.4 | 2394.8147 | 0 | 0 |  |  | 0 | 7.084 | 23.9481 | 0 | 0 |  | 0 | 0.14168 | 0.47896 | 0 | 0 |  | 0 | 3.542 | 11.9741 | 0 | 0 | 0 | 7.084 | 23.9481 | 0 | 0 |  | 2022-06-02 | 549 | 549 | 549 | 549 | 549
2022-06-03 | 0 | 0 | 0 | 0 | 414.6888 |  |  | 0 | 0 | 0 | 0 | 4.1469 |  | 0 | 0 | 0 | 0 | 0.082938 |  | 0 | 0 | 0 | 0 | 2.0734 | 0 | 0 | 0 | 0 | 4.1469 |  | 2022-06-03 | 549 | 549 | 549 | 549 | 549
2022-06-04 | 0 | 0 | 0 | 438.8776 | 0 |  |  | 0 | 0 | 0 | 4.3888 | 0 |  | 0 | 0 | 0 | 0.087776 | 0 |  | 0 | 0 | 0 | 2.1944 | 0 | 0 | 0 | 0 | 4.3888 | 0 |  | 2022-06-04 | 549 | 549 | 549 | 549 | 549
2022-06-05 | 0 | 0 | 0 | 915.9979 | 1036.4722 |  |  | 0 | 0 | 0 | 9.16 | 10.3647 |  | 0 | 0 | 0 | 0.1832 | 0.20729 |  | 0 | 0 | 0 | 4.58 | 5.1824 | 0 | 0 | 0 | 9.16 | 10.3647 |  | 2022-06-05 | 549 | 549 | 549 | 549 | 549
2022-06-06 | 0 | 0 | 0 | 0 | 1569.8484 |  |  | 0 | 0 | 0 | 0 | 15.6985 |  | 0 | 0 | 0 | 0 | 0.31397 |  | 0 | 0 | 0 | 0 | 7.8492 | 0 | 0 | 0 | 0 | 15.6985 |  | 2022-06-06 | 549 | 549 | 549 | 549 | 549
2022-06-07 | 0 | 0 | 0 | 248.0536 | 0 |  |  | 0 | 0 | 0 | 2.4805 | 0 |  | 0 | 0 | 0 | 0.049611 | 0 |  | 0 | 0 | 0 | 1.2403 | 0 | 0 | 0 | 0 | 2.4805 | 0 |  | 2022-06-07 | 549 | 549 | 549 | 549 | 549
2022-06-08 | 50.6 | 0 | 0 | 2088.2034 | 0 |  |  | 0.506 | 0 | 0 | 20.882 | 0 |  | 0.01012 | 0 | 0 | 0.41764 | 0 |  | 0.253 | 0 | 0 | 10.441 | 0 | 0.506 | 0 | 0 | 20.882 | 0 |  | 2022-06-08 | 549 | 549 | 549 | 549 | 549
2022-06-09 | 0 | 0 | 933.7623 | 0 | 456.2187 |  |  | 0 | 0 | 9.3376 | 0 | 4.5622 |  | 0 | 0 | 0.18675 | 0 | 0.091244 |  | 0 | 0 | 4.6688 | 0 | 2.2811 | 0 | 0 | 9.3376 | 0 | 4.5622 |  | 2022-06-09 | 549 | 549 | 549 | 549 | 549
2022-06-10 | 0 | 0 | 397.8753 | 2213.2124 | 2500 |  |  | 0 | 0 | 3.9788 | 22.1321 | 25 |  | 0 | 0 | 0.079575 | 0.44264 | 0.5 |  | 0 | 0 | 1.9894 | 11.0661 | 12.5 | 0 | 0 | 3.9788 | 22.1321 | 25 |  | 2022-06-10 | 549 | 549 | 549 | 549 | 549
2022-06-11 | 0 | 0 | 0 | 0 | 0 |  |  | 0 | 0 | 0 | 0 | 0 |  | 0 | 0 | 0 | 0 | 0 |  | 0 | 0 | 0 | 0 | 0 | 0 | 0 | 0 | 0 | 0 |  | 2022-06-11 | 549 | 549 | 549 | 549 | 549
2022-06-12 | 0 | 0 | 0 | 0 | 0 |  |  | 0 | 0 | 0 | 0 | 0 |  | 0 | 0 | 0 | 0 | 0 |  | 0 | 0 | 0 | 0 | 0 | 0 | 0 | 0 | 0 | 0 |  | 2022-06-12 | 549 | 549 | 549 | 549 | 549
2022-06-13 | 0 | 0 | 0 | 270.4293 | 0 |  |  | 0 | 0 | 0 | 2.7043 | 0 |  | 0 | 0 | 0 | 0.054086 | 0 |  | 0 | 0 | 0 | 1.3521 | 0 | 0 | 0 | 0 | 2.7043 | 0 |  | 2022-06-13 | 549 | 549 | 549 | 549 | 549
2022-06-14 | 910.8 | 0 | 1641.4318 | 0 | 2500 |  |  | 9.108 | 0 | 16.4143 | 0 | 25 |  | 0.18216 | 0 | 0.32829 | 0 | 0.5 |  | 4.554 | 0 | 8.2072 | 0 | 12.5 | 9.108 | 0 | 16.4143 | 0 | 25 |  | 2022-06-14 | 549 | 549 | 549 | 549 | 549
2022-06-15 | 0 | 0 | 0 | 2225.0809 | 2171.2607 |  |  | 0 | 0 | 0 | 22.2508 | 21.7126 |  | 0 | 0 | 0 | 0.44502 | 0.43425 |  | 0 | 0 | 0 | 11.1254 | 10.8563 | 0 | 0 | 0 | 22.2508 | 21.7126 |  | 2022-06-15 | 549 | 549 | 549 | 549 | 549
2022-06-16 | 0 | 0 | 0 | 362.172 | 0 |  |  | 0 | 0 | 0 | 3.6217 | 0 |  | 0 | 0 | 0 | 0.072434 | 0 |  | 0 | 0 | 0 | 1.8109 | 0 | 0 | 0 | 0 | 3.6217 | 0 |  | 2022-06-16 | 549 | 549 | 549 | 549 | 549
2022-06-17 | 0 | 0 | 1218.8169 | 0 | 0 |  |  | 0 | 0 | 12.1882 | 0 | 0 |  | 0 | 0 | 0.24376 | 0 | 0 |  | 0 | 0 | 6.0941 | 0 | 0 | 0 | 0 | 12.1882 | 0 | 0 |  | 2022-06-17 | 549 | 549 | 549 | 549 | 549
2022-06-18 | 404.8 | 1771 | 2500 | 0 | 0 |  |  | 4.048 | 17.71 | 25 | 0 | 0 |  | 0.08096 | 0.3542 | 0.5 | 0 | 0 |  | 2.024 | 8.855 | 12.5 | 0 | 0 | 4.048 | 17.71 | 25 | 0 | 0 |  | 2022-06-18 | 549 | 549 | 549 | 549 | 549
2022-06-19 | 2500 | 0 | 2500 | 0 | 2500 |  |  | 25 | 0 | 25 | 0 | 25 |  | 0.5 | 0 | 0.5 | 0 | 0.5 |  | 12.5 | 0 | 12.5 | 0 | 12.5 | 25 | 0 | 25 | 0 | 25 |  | 2022-06-19 | 549 | 549 | 549 | 549 | 549
2022-06-20 | 809.6 | 0 | 0 | 0 | 2187.6355 |  |  | 8.096 | 0 | 0 | 0 | 21.8764 |  | 0.16192 | 0 | 0 | 0 | 0.43753 |  | 4.048 | 0 | 0 | 0 | 10.9382 | 8.096 | 0 | 0 | 0 | 21.8764 |  | 2022-06-20 | 549 | 549 | 549 | 549 | 549
2022-06-21 | 303.6 | 0 | 0 | 0 | 0 |  |  | 3.036 | 0 | 0 | 0 | 0 |  | 0.06072 | 0 | 0 | 0 | 0 |  | 1.518 | 0 | 0 | 0 | 0 | 3.036 | 0 | 0 | 0 | 0 |  | 2022-06-21 | 549 | 549 | 549 | 549 | 549
2022-06-22 | 0 | 0 | 0 | 0 | 0 |  |  | 0 | 0 | 0 | 0 | 0 |  | 0 | 0 | 0 | 0 | 0 |  | 0 | 0 | 0 | 0 | 0 | 0 | 0 | 0 | 0 | 0 |  | 2022-06-22 | 549 | 549 | 549 | 549 | 549
2022-06-23 | 2500 | 354.2 | 0 | 1062.1809 | 994.3349 |  |  | 25 | 3.542 | 0 | 10.6218 | 9.9433 |  | 0.5 | 0.07084 | 0 | 0.21244 | 0.19887 |  | 12.5 | 1.771 | 0 | 5.3109 | 4.9717 | 25 | 3.542 | 0 | 10.6218 | 9.9433 |  | 2022-06-23 | 549 | 549 | 549 | 549 | 549
2022-06-24 | 303.6 | 2500 | 1438.6544 | 2500 | 2500 |  |  | 3.036 | 25 | 14.3865 | 25 | 25 |  | 0.06072 | 0.5 | 0.28773 | 0.5 | 0.5 |  | 1.518 | 12.5 | 7.1933 | 12.5 | 12.5 | 3.036 | 25 | 14.3865 | 25 | 25 |  | 2022-06-24 | 549 | 549 | 549 | 549 | 549
2022-06-25 | 0 | 1012 | 693.7052 | 0 | 0 |  |  | 0 | 10.12 | 6.9371 | 0 | 0 |  | 0 | 0.2024 | 0.13874 | 0 | 0 |  | 0 | 5.06 | 3.4685 | 0 | 0 | 0 | 10.12 | 6.9371 | 0 | 0 |  | 2022-06-25 | 549 | 549 | 549 | 549 | 549
2022-06-26 | 1467.4 | 0 | 2500 | 0 | 2452.3854 |  |  | 14.674 | 0 | 25 | 0 | 24.5239 |  | 0.29348 | 0 | 0.5 | 0 | 0.49048 |  | 7.337 | 0 | 12.5 | 0 | 12.2619 | 14.674 | 0 | 25 | 0 | 24.5239 |  | 2022-06-26 | 549 | 549 | 549 | 549 | 549
2022-06-27 | 2500 | 0 | 2500 | 0 | 2500 |  |  | 25 | 0 | 25 | 0 | 25 |  | 0.5 | 0 | 0.5 | 0 | 0.5 |  | 12.5 | 0 | 12.5 | 0 | 12.5 | 25 | 0 | 25 | 0 | 25 |  | 2022-06-27 | 549 | 549 | 549 | 549 | 549
2022-06-28 | 2500 | 0 | 766.3461 | 0 | 0 |  |  | 25 | 0 | 7.6635 | 0 | 0 |  | 0.5 | 0 | 0.15327 | 0 | 0 |  | 12.5 | 0 | 3.8317 | 0 | 0 | 25 | 0 | 7.6635 | 0 | 0 |  | 2022-06-28 | 549 | 549 | 549 | 549 | 549
2022-06-29 | 151.8 | 0 | 0 | 1598.17 | 2171.258 |  |  | 1.518 | 0 | 0 | 15.9817 | 21.7126 |  | 0.03036 | 0 | 0 | 0.31963 | 0.43425 |  | 0.759 | 0 | 0 | 7.9909 | 10.8563 | 1.518 | 0 | 0 | 15.9817 | 21.7126 |  | 2022-06-29 | 549 | 549 | 549 | 549 | 549
2022-06-30 | 0 | 0 | 0 | 0 | 0 |  |  | 0 | 0 | 0 | 0 | 0 |  | 0 | 0 | 0 | 0 | 0 |  | 0 | 0 | 0 | 0 | 0 | 0 | 0 | 0 | 0 | 0 |  | 2022-06-30 | 549 | 549 | 549 | 549 | 549
2022-07-01 | 0 | 0 | 0 | 0 | 0 |  |  | 0 | 0 | 0 | 0 | 0 |  | 0 | 0 | 0 | 0 | 0 |  | 0 | 0 | 0 | 0 | 0 | 0 | 0 | 0 | 0 | 0 |  | 2022-07-01 | 549 | 549 | 549 | 549 | 549
2022-07-02 | 455.4 | 0 | 0 | 0 | 0 |  |  | 4.554 | 0 | 0 | 0 | 0 |  | 0.09108 | 0 | 0 | 0 | 0 |  | 2.277 | 0 | 0 | 0 | 0 | 4.554 | 0 | 0 | 0 | 0 |  | 2022-07-02 | 549 | 549 | 549 | 549 | 549
2022-07-03 | 1568.6 | 0 | 0 | 0 | 0 |  |  | 15.686 | 0 | 0 | 0 | 0 |  | 0.31372 | 0 | 0 | 0 | 0 |  | 7.843 | 0 | 0 | 0 | 0 | 15.686 | 0 | 0 | 0 | 0 |  | 2022-07-03 | 549 | 549 | 549 | 549 | 549
2022-07-04 | 2378.2 | 0 | 0 | 0 | 2500 |  |  | 23.782 | 0 | 0 | 0 | 25 |  | 0.47564 | 0 | 0 | 0 | 0.5 |  | 11.891 | 0 | 0 | 0 | 12.5 | 23.782 | 0 | 0 | 0 | 25 |  | 2022-07-04 | 549 | 549 | 549 | 549 | 549
2022-07-05 | 2500 | 0 | 2500 | 1066.1145 | 2500 |  |  | 25 | 0 | 25 | 10.6611 | 25 |  | 0.5 | 0 | 0.5 | 0.21322 | 0.5 |  | 12.5 | 0 | 12.5 | 5.3306 | 12.5 | 25 | 0 | 25 | 10.6611 | 25 |  | 2022-07-05 | 549 | 549 | 549 | 549 | 549
2022-07-06 | 2500 | 0 | 2500 | 1156.132 | 1864.9319 |  |  | 25 | 0 | 25 | 11.5613 | 18.6493 |  | 0.5 | 0 | 0.5 | 0.23123 | 0.37299 |  | 12.5 | 0 | 12.5 | 5.7807 | 9.3247 | 25 | 0 | 25 | 11.5613 | 18.6493 |  | 2022-07-06 | 549 | 549 | 549 | 549 | 549
2022-07-07 | 0 | 50.6 | 0 | 0 | 629.2302 |  |  | 0 | 0.506 | 0 | 0 | 6.2923 |  | 0 | 0.01012 | 0 | 0 | 0.12585 |  | 0 | 0.253 | 0 | 0 | 3.1462 | 0 | 0.506 | 0 | 0 | 6.2923 |  | 2022-07-07 | 549 | 549 | 549 | 549 | 549
2022-07-08 | 0 | 0 | 0 | 0 | 0 |  |  | 0 | 0 | 0 | 0 | 0 |  | 0 | 0 | 0 | 0 | 0 |  | 0 | 0 | 0 | 0 | 0 | 0 | 0 | 0 | 0 | 0 |  | 2022-07-08 | 549 | 549 | 549 | 549 | 549
2022-07-09 | 0 | 253 | 0 | 757.8994 | 1290.417 |  |  | 0 | 2.53 | 0 | 7.579 | 12.9042 |  | 0 | 0.0506 | 0 | 0.15158 | 0.25808 |  | 0 | 1.265 | 0 | 3.7895 | 6.4521 | 0 | 2.53 | 0 | 7.579 | 12.9042 |  | 2022-07-09 | 549 | 549 | 549 | 549 | 549
2022-07-10 | 0 | 303.6 | 1572.7338 | 0 | 534.3041 |  |  | 0 | 3.036 | 15.7273 | 0 | 5.343 |  | 0 | 0.06072 | 0.31455 | 0 | 0.10686 |  | 0 | 1.518 | 7.8637 | 0 | 2.6715 | 0 | 3.036 | 15.7273 | 0 | 5.343 |  | 2022-07-10 | 549 | 549 | 549 | 549 | 549
2022-07-11 | 0 | 607.2 | 0 | 0 | 0 |  |  | 0 | 6.072 | 0 | 0 | 0 |  | 0 | 0.12144 | 0 | 0 | 0 |  | 0 | 3.036 | 0 | 0 | 0 | 0 | 6.072 | 0 | 0 | 0 |  | 2022-07-11 | 549 | 549 | 549 | 549 | 549
2022-07-12 | 0 | 1012 | 0 | 0 | 839.0929 |  |  | 0 | 10.12 | 0 | 0 | 8.3909 |  | 0 | 0.2024 | 0 | 0 | 0.16782 |  | 0 | 5.06 | 0 | 0 | 4.1955 | 0 | 10.12 | 0 | 0 | 8.3909 |  | 2022-07-12 | 549 | 549 | 549 | 549 | 549
2022-07-13 | 0 | 0 | 0 | 0 | 0 |  |  | 0 | 0 | 0 | 0 | 0 |  | 0 | 0 | 0 | 0 | 0 |  | 0 | 0 | 0 | 0 | 0 | 0 | 0 | 0 | 0 | 0 |  | 2022-07-13 | 549 | 549 | 549 | 549 | 549
2022-07-14 | 0 | 0 | 0 | 1275.0738 | 1121.9881 |  |  | 0 | 0 | 0 | 12.7507 | 11.2199 |  | 0 | 0 | 0 | 0.25501 | 0.2244 |  | 0 | 0 | 0 | 6.3754 | 5.6099 | 0 | 0 | 0 | 12.7507 | 11.2199 |  | 2022-07-14 | 549 | 549 | 549 | 549 | 549
2022-07-15 | 0 | 0 | 0 | 0 | 90.2943 |  |  | 0 | 0 | 0 | 0 | 0.90294 |  | 0 | 0 | 0 | 0 | 0.018059 |  | 0 | 0 | 0 | 0 | 0.45147 | 0 | 0 | 0 | 0 | 0.90294 |  | 2022-07-15 | 549 | 549 | 549 | 549 | 549
2022-07-16 | 0 | 0 | 2377.2721 | 0 | 0 |  |  | 0 | 0 | 23.7727 | 0 | 0 |  | 0 | 0 | 0.47545 | 0 | 0 |  | 0 | 0 | 11.8864 | 0 | 0 | 0 | 0 | 23.7727 | 0 | 0 |  | 2022-07-16 | 549 | 549 | 549 | 549 | 549
2022-07-17 | 0 | 0 | 1117.8686 | 0 | 0 |  |  | 0 | 0 | 11.1787 | 0 | 0 |  | 0 | 0 | 0.22357 | 0 | 0 |  | 0 | 0 | 5.5893 | 0 | 0 | 0 | 0 | 11.1787 | 0 | 0 |  | 2022-07-17 | 549 | 549 | 549 | 549 | 549
2022-07-18 | 2500 | 0 | 2500 | 0 | 2500 |  |  | 25 | 0 | 25 | 0 | 25 |  | 0.5 | 0 | 0.5 | 0 | 0.5 |  | 12.5 | 0 | 12.5 | 0 | 12.5 | 25 | 0 | 25 | 0 | 25 |  | 2022-07-18 | 549 | 549 | 549 | 549 | 549
2022-07-19 | 455.4 | 0 | 0 | 1396.0252 | 1555.4287 |  |  | 4.554 | 0 | 0 | 13.9603 | 15.5543 |  | 0.09108 | 0 | 0 | 0.27921 | 0.31109 |  | 2.277 | 0 | 0 | 6.9801 | 7.7771 | 4.554 | 0 | 0 | 13.9603 | 15.5543 |  | 2022-07-19 | 549 | 549 | 549 | 549 | 549
2022-07-20 | 0 | 151.8 | 0 | 0 | 2234.5463 |  |  | 0 | 1.518 | 0 | 0 | 22.3455 |  | 0 | 0.03036 | 0 | 0 | 0.44691 |  | 0 | 0.759 | 0 | 0 | 11.1727 | 0 | 1.518 | 0 | 0 | 22.3455 |  | 2022-07-20 | 549 | 549 | 549 | 549 | 549
2022-07-21 | 0 | 0 | 0 | 0 | 1159.6586 |  |  | 0 | 0 | 0 | 0 | 11.5966 |  | 0 | 0 | 0 | 0 | 0.23193 |  | 0 | 0 | 0 | 0 | 5.7983 | 0 | 0 | 0 | 0 | 11.5966 |  | 2022-07-21 | 549 | 549 | 549 | 549 | 549
2022-07-22 | 2024 | 0 | 2500 | 0 | 2500 |  |  | 20.24 | 0 | 25 | 0 | 25 |  | 0.4048 | 0 | 0.5 | 0 | 0.5 |  | 10.12 | 0 | 12.5 | 0 | 12.5 | 20.24 | 0 | 25 | 0 | 25 |  | 2022-07-22 | 549 | 549 | 549 | 549 | 549
2022-07-23 | 2500 | 2125.2 | 2500 | 0 | 2500 |  |  | 25 | 21.252 | 25 | 0 | 25 |  | 0.5 | 0.42504 | 0.5 | 0 | 0.5 |  | 12.5 | 10.626 | 12.5 | 0 | 12.5 | 25 | 21.252 | 25 | 0 | 25 |  | 2022-07-23 | 549 | 549 | 549 | 549 | 549
2022-07-24 | 151.8 | 1012 | 0 | 79.6498 | 626.5552 |  |  | 1.518 | 10.12 | 0 | 0.7965 | 6.2656 |  | 0.03036 | 0.2024 | 0 | 0.01593 | 0.12531 |  | 0.759 | 5.06 | 0 | 0.39825 | 3.1328 | 1.518 | 10.12 | 0 | 0.7965 | 6.2656 |  | 2022-07-24 | 549 | 549 | 549 | 549 | 549
2022-07-25 | 0 | 1062.6 | 0 | 0 | 0 |  |  | 0 | 10.626 | 0 | 0 | 0 |  | 0 | 0.21252 | 0 | 0 | 0 |  | 0 | 5.313 | 0 | 0 | 0 | 0 | 10.626 | 0 | 0 | 0 |  | 2022-07-25 | 549 | 549 | 549 | 549 | 549
2022-07-26 | 0 | 0 | 0 | 0 | 0 |  |  | 0 | 0 | 0 | 0 | 0 |  | 0 | 0 | 0 | 0 | 0 |  | 0 | 0 | 0 | 0 | 0 | 0 | 0 | 0 | 0 | 0 |  | 2022-07-26 | 549 | 549 | 549 | 549 | 549
2022-07-27 | 0 | 0 | 0 | 0 | 0 |  |  | 0 | 0 | 0 | 0 | 0 |  | 0 | 0 | 0 | 0 | 0 |  | 0 | 0 | 0 | 0 | 0 | 0 | 0 | 0 | 0 | 0 |  | 2022-07-27 | 549 | 549 | 549 | 549 | 549
2022-07-28 | 0 | 0 | 0 | 0 | 530.3113 |  |  | 0 | 0 | 0 | 0 | 5.3031 |  | 0 | 0 | 0 | 0 | 0.10606 |  | 0 | 0 | 0 | 0 | 2.6516 | 0 | 0 | 0 | 0 | 5.3031 |  | 2022-07-28 | 549 | 549 | 549 | 549 | 549
2022-07-29 | 0 | 0 | 0 | 0 | 1658.594 |  |  | 0 | 0 | 0 | 0 | 16.5859 |  | 0 | 0 | 0 | 0 | 0.33172 |  | 0 | 0 | 0 | 0 | 8.293 | 0 | 0 | 0 | 0 | 16.5859 |  | 2022-07-29 | 549 | 549 | 549 | 549 | 549
2022-07-30 | 0 | 0 | 1696.195 | 0 | 0 |  |  | 0 | 0 | 16.962 | 0 | 0 |  | 0 | 0 | 0.33924 | 0 | 0 |  | 0 | 0 | 8.481 | 0 | 0 | 0 | 0 | 16.962 | 0 | 0 |  | 2022-07-30 | 549 | 549 | 549 | 549 | 549
2022-07-31 | 0 | 0 | 232.779 | 0 | 0 |  |  | 0 | 0 | 2.3278 | 0 | 0 |  | 0 | 0 | 0.046556 | 0 | 0 |  | 0 | 0 | 1.1639 | 0 | 0 | 0 | 0 | 2.3278 | 0 | 0 |  | 2022-07-31 | 549 | 549 | 549 | 549 | 549
2022-08-01 | 0 | 0 | 0 | 0 | 1926.5137 |  |  | 0 | 0 | 0 | 0 | 19.2651 |  | 0 | 0 | 0 | 0 | 0.3853 |  | 0 | 0 | 0 | 0 | 9.6326 | 0 | 0 | 0 | 0 | 19.2651 |  | 2022-08-01 | 549 | 549 | 549 | 549 | 549
2022-08-02 | 0 | 0 | 0 | 2332.882 | 0 |  |  | 0 | 0 | 0 | 23.3288 | 0 |  | 0 | 0 | 0 | 0.46658 | 0 |  | 0 | 0 | 0 | 11.6644 | 0 | 0 | 0 | 0 | 23.3288 | 0 |  | 2022-08-02 | 549 | 549 | 549 | 549 | 549
2022-08-03 | 0 | 0 | 1823.3281 | 0 | 2500 |  |  | 0 | 0 | 18.2333 | 0 | 25 |  | 0 | 0 | 0.36467 | 0 | 0.5 |  | 0 | 0 | 9.1166 | 0 | 12.5 | 0 | 0 | 18.2333 | 0 | 25 |  | 2022-08-03 | 549 | 549 | 549 | 549 | 549
2022-08-04 | 0 | 0 | 0 | 0 | 0 |  |  | 0 | 0 | 0 | 0 | 0 |  | 0 | 0 | 0 | 0 | 0 |  | 0 | 0 | 0 | 0 | 0 | 0 | 0 | 0 | 0 | 0 |  | 2022-08-04 | 549 | 549 | 549 | 549 | 549
2022-08-05 | 0 | 0 | 0 | 0 | 0 |  |  | 0 | 0 | 0 | 0 | 0 |  | 0 | 0 | 0 | 0 | 0 |  | 0 | 0 | 0 | 0 | 0 | 0 | 0 | 0 | 0 | 0 |  | 2022-08-05 | 549 | 549 | 549 | 549 | 549
2022-08-06 | 0 | 809.6 | 0 | 0 | 0 |  |  | 0 | 8.096 | 0 | 0 | 0 |  | 0 | 0.16192 | 0 | 0 | 0 |  | 0 | 4.048 | 0 | 0 | 0 | 0 | 8.096 | 0 | 0 | 0 |  | 2022-08-06 | 549 | 549 | 549 | 549 | 549
2022-08-07 | 0 | 2500 | 0 | 2500 | 0 |  |  | 0 | 25 | 0 | 25 | 0 |  | 0 | 0.5 | 0 | 0.5 | 0 |  | 0 | 12.5 | 0 | 12.5 | 0 | 0 | 25 | 0 | 25 | 0 |  | 2022-08-07 | 549 | 549 | 549 | 549 | 549
2022-08-08 | 0 | 2500 | 1380.5338 | 2500 | 0 |  |  | 0 | 25 | 13.8053 | 25 | 0 |  | 0 | 0.5 | 0.27611 | 0.5 | 0 |  | 0 | 12.5 | 6.9027 | 12.5 | 0 | 0 | 25 | 13.8053 | 25 | 0 |  | 2022-08-08 | 549 | 549 | 549 | 549 | 549
2022-08-09 | 0 | 455.4 | 0 | 0 | 0 |  |  | 0 | 4.554 | 0 | 0 | 0 |  | 0 | 0.09108 | 0 | 0 | 0 |  | 0 | 2.277 | 0 | 0 | 0 | 0 | 4.554 | 0 | 0 | 0 |  | 2022-08-09 | 549 | 549 | 549 | 549 | 549
2022-08-10 | 0 | 0 | 2196.073 | 1468.2611 | 2500 |  |  | 0 | 0 | 21.9607 | 14.6826 | 25 |  | 0 | 0 | 0.43921 | 0.29365 | 0.5 |  | 0 | 0 | 10.9804 | 7.3413 | 12.5 | 0 | 0 | 21.9607 | 14.6826 | 25 |  | 2022-08-10 | 549 | 549 | 549 | 549 | 549
2022-08-11 | 0 | 0 | 0 | 0 | 1062.2117 |  |  | 0 | 0 | 0 | 0 | 10.6221 |  | 0 | 0 | 0 | 0 | 0.21244 |  | 0 | 0 | 0 | 0 | 5.3111 | 0 | 0 | 0 | 0 | 10.6221 |  | 2022-08-11 | 549 | 549 | 549 | 549 | 549
2022-08-12 | 0 | 0 | 517.7907 | 2237.0079 | 2500 |  |  | 0 | 0 | 5.1779 | 22.3701 | 25 |  | 0 | 0 | 0.10356 | 0.4474 | 0.5 |  | 0 | 0 | 2.589 | 11.185 | 12.5 | 0 | 0 | 5.1779 | 22.3701 | 25 |  | 2022-08-12 | 549 | 549 | 549 | 549 | 549
2022-08-13 | 0 | 0 | 0 | 586.4276 | 0 |  |  | 0 | 0 | 0 | 5.8643 | 0 |  | 0 | 0 | 0 | 0.11729 | 0 |  | 0 | 0 | 0 | 2.9321 | 0 | 0 | 0 | 0 | 5.8643 | 0 |  | 2022-08-13 | 549 | 549 | 549 | 549 | 549
2022-08-14 | 0 | 0 | 176.0249 | 0 | 833.3394 |  |  | 0 | 0 | 1.7602 | 0 | 8.3334 |  | 0 | 0 | 0.035205 | 0 | 0.16667 |  | 0 | 0 | 0.88012 | 0 | 4.1667 | 0 | 0 | 1.7602 | 0 | 8.3334 |  | 2022-08-14 | 549 | 549 | 549 | 549 | 549
2022-08-15 | 0 | 0 | 0 | 0 | 0 |  |  | 0 | 0 | 0 | 0 | 0 |  | 0 | 0 | 0 | 0 | 0 |  | 0 | 0 | 0 | 0 | 0 | 0 | 0 | 0 | 0 | 0 |  | 2022-08-15 | 549 | 549 | 549 | 549 | 549
2022-08-16 | 0 | 0 | 0 | 0 | 791.6491 |  |  | 0 | 0 | 0 | 0 | 7.9165 |  | 0 | 0 | 0 | 0 | 0.15833 |  | 0 | 0 | 0 | 0 | 3.9582 | 0 | 0 | 0 | 0 | 7.9165 |  | 2022-08-16 | 549 | 549 | 549 | 549 | 549
2022-08-17 | 0 | 0 | 0 | 1819.0342 | 1255.3897 |  |  | 0 | 0 | 0 | 18.1903 | 12.5539 |  | 0 | 0 | 0 | 0.36381 | 0.25108 |  | 0 | 0 | 0 | 9.0952 | 6.2769 | 0 | 0 | 0 | 18.1903 | 12.5539 |  | 2022-08-17 | 549 | 549 | 549 | 549 | 549
2022-08-18 | 0 | 0 | 0 | 0 | 0 |  |  | 0 | 0 | 0 | 0 | 0 |  | 0 | 0 | 0 | 0 | 0 |  | 0 | 0 | 0 | 0 | 0 | 0 | 0 | 0 | 0 | 0 |  | 2022-08-18 | 549 | 549 | 549 | 549 | 549
2022-08-19 | 0 | 0 | 0 | 1895.3696 | 320.7934 |  |  | 0 | 0 | 0 | 18.9537 | 3.2079 |  | 0 | 0 | 0 | 0.37907 | 0.064159 |  | 0 | 0 | 0 | 9.4768 | 1.604 | 0 | 0 | 0 | 18.9537 | 3.2079 |  | 2022-08-19 | 549 | 549 | 549 | 549 | 549
2022-08-20 | 0 | 0 | 1531.9671 | 0 | 2500 |  |  | 0 | 0 | 15.3197 | 0 | 25 |  | 0 | 0 | 0.30639 | 0 | 0.5 |  | 0 | 0 | 7.6598 | 0 | 12.5 | 0 | 0 | 15.3197 | 0 | 25 |  | 2022-08-20 | 549 | 549 | 549 | 549 | 549
2022-08-21 | 0 | 0 | 395.781 | 2418.5392 | 0 |  |  | 0 | 0 | 3.9578 | 24.1854 | 0 |  | 0 | 0 | 0.079156 | 0.48371 | 0 |  | 0 | 0 | 1.9789 | 12.0927 | 0 | 0 | 0 | 3.9578 | 24.1854 | 0 |  | 2022-08-21 | 549 | 549 | 549 | 549 | 549
2022-08-22 | 0 | 0 | 0 | 2500 | 0 |  |  | 0 | 0 | 0 | 25 | 0 |  | 0 | 0 | 0 | 0.5 | 0 |  | 0 | 0 | 0 | 12.5 | 0 | 0 | 0 | 0 | 25 | 0 |  | 2022-08-22 | 549 | 549 | 549 | 549 | 549
2022-08-23 | 0 | 0 | 0 | 1407.9749 | 192.8605 |  |  | 0 | 0 | 0 | 14.0797 | 1.9286 |  | 0 | 0 | 0 | 0.28159 | 0.038572 |  | 0 | 0 | 0 | 7.0399 | 0.9643 | 0 | 0 | 0 | 14.0797 | 1.9286 |  | 2022-08-23 | 549 | 549 | 549 | 549 | 549
2022-08-24 | 0 | 0 | 0 | 0 | 1471.221 |  |  | 0 | 0 | 0 | 0 | 14.7122 |  | 0 | 0 | 0 | 0 | 0.29424 |  | 0 | 0 | 0 | 0 | 7.3561 | 0 | 0 | 0 | 0 | 14.7122 |  | 2022-08-24 | 549 | 549 | 549 | 549 | 549
2022-08-25 | 0 | 0 | 0 | 2312.9496 | 0 |  |  | 0 | 0 | 0 | 23.1295 | 0 |  | 0 | 0 | 0 | 0.46259 | 0 |  | 0 | 0 | 0 | 11.5647 | 0 | 0 | 0 | 0 | 23.1295 | 0 |  | 2022-08-25 | 549 | 549 | 549 | 549 | 549
2022-08-26 | 0 | 0 | 0 | 2199.1065 | 1207.5053 |  |  | 0 | 0 | 0 | 21.9911 | 12.0751 |  | 0 | 0 | 0 | 0.43982 | 0.2415 |  | 0 | 0 | 0 | 10.9955 | 6.0375 | 0 | 0 | 0 | 21.9911 | 12.0751 |  | 2022-08-26 | 549 | 549 | 549 | 549 | 549
2022-08-27 | 0 | 708.4 | 0 | 276.837 | 0 |  |  | 0 | 7.084 | 0 | 2.7684 | 0 |  | 0 | 0.14168 | 0 | 0.055367 | 0 |  | 0 | 3.542 | 0 | 1.3842 | 0 | 0 | 7.084 | 0 | 2.7684 | 0 |  | 2022-08-27 | 549 | 549 | 549 | 549 | 549
2022-08-28 | 101.2 | 2500 | 1183.9056 | 219.9759 | 0 |  |  | 1.012 | 25 | 11.8391 | 2.1998 | 0 |  | 0.02024 | 0.5 | 0.23678 | 0.043995 | 0 |  | 0.506 | 12.5 | 5.9195 | 1.0999 | 0 | 1.012 | 25 | 11.8391 | 2.1998 | 0 |  | 2022-08-28 | 549 | 549 | 549 | 549 | 549
2022-08-29 | 1973.4 | 2500 | 1270.2618 | 2500 | 0 |  |  | 19.734 | 25 | 12.7026 | 25 | 0 |  | 0.39468 | 0.5 | 0.25405 | 0.5 | 0 |  | 9.867 | 12.5 | 6.3513 | 12.5 | 0 | 19.734 | 25 | 12.7026 | 25 | 0 |  | 2022-08-29 | 549 | 549 | 549 | 549 | 549
2022-08-30 | 910.8 | 2500 | 0 | 2500 | 1138.3299 |  |  | 9.108 | 25 | 0 | 25 | 11.3833 |  | 0.18216 | 0.5 | 0 | 0.5 | 0.22767 |  | 4.554 | 12.5 | 0 | 12.5 | 5.6916 | 9.108 | 25 | 0 | 25 | 11.3833 |  | 2022-08-30 | 549 | 549 | 549 | 549 | 549
2022-08-31 | 2500 | 1518 | 4.1678 | 0 | 0 |  |  | 25 | 15.18 | 0.041678 | 0 | 0 |  | 0.5 | 0.3036 | 0.00083356 | 0 | 0 |  | 12.5 | 7.59 | 0.020839 | 0 | 0 | 25 | 15.18 | 0.041678 | 0 | 0 |  | 2022-08-31 | 549 | 549 | 549 | 549 | 549
2022-09-01 | 809.6 | 2500 | 0 | 0 | 0 |  |  | 8.096 | 25 | 0 | 0 | 0 |  | 0.16192 | 0.5 | 0 | 0 | 0 |  | 4.048 | 12.5 | 0 | 0 | 0 | 8.096 | 25 | 0 | 0 | 0 |  | 2022-09-01 | 549 | 549 | 549 | 549 | 549
2022-09-02 | 1568.6 | 202.4 | 1823.3029 | 0 | 2500 |  |  | 15.686 | 2.024 | 18.233 | 0 | 25 |  | 0.31372 | 0.04048 | 0.36466 | 0 | 0.5 |  | 7.843 | 1.012 | 9.1165 | 0 | 12.5 | 15.686 | 2.024 | 18.233 | 0 | 25 |  | 2022-09-02 | 549 | 549 | 549 | 549 | 549
2022-09-03 | 0 | 607.2 | 0 | 1671.7395 | 2085.1904 |  |  | 0 | 6.072 | 0 | 16.7174 | 20.8519 |  | 0 | 0.12144 | 0 | 0.33435 | 0.41704 |  | 0 | 3.036 | 0 | 8.3587 | 10.426 | 0 | 6.072 | 0 | 16.7174 | 20.8519 |  | 2022-09-03 | 549 | 549 | 549 | 549 | 549
2022-09-04 | 0 | 0 | 1586.1806 | 411.5275 | 0 |  |  | 0 | 0 | 15.8618 | 4.1153 | 0 |  | 0 | 0 | 0.31724 | 0.082305 | 0 |  | 0 | 0 | 7.9309 | 2.0576 | 0 | 0 | 0 | 15.8618 | 4.1153 | 0 |  | 2022-09-04 | 549 | 549 | 549 | 549 | 549
2022-09-05 | 0 | 404.8 | 1181.4011 | 1638.0485 | 2500 |  |  | 0 | 4.048 | 11.814 | 16.3805 | 25 |  | 0 | 0.08096 | 0.23628 | 0.32761 | 0.5 |  | 0 | 2.024 | 5.907 | 8.1902 | 12.5 | 0 | 4.048 | 11.814 | 16.3805 | 25 |  | 2022-09-05 | 549 | 549 | 549 | 549 | 549
2022-09-06 | 0 | 0 | 558.1728 | 1508.7564 | 681.4787 |  |  | 0 | 0 | 5.5817 | 15.0876 | 6.8148 |  | 0 | 0 | 0.11163 | 0.30175 | 0.1363 |  | 0 | 0 | 2.7909 | 7.5438 | 3.4074 | 0 | 0 | 5.5817 | 15.0876 | 6.8148 |  | 2022-09-06 | 549 | 549 | 549 | 549 | 549
2022-09-07 | 0 | 2500 | 0 | 2500 | 1873.4885 |  |  | 0 | 25 | 0 | 25 | 18.7349 |  | 0 | 0.5 | 0 | 0.5 | 0.3747 |  | 0 | 12.5 | 0 | 12.5 | 9.3674 | 0 | 25 | 0 | 25 | 18.7349 |  | 2022-09-07 | 549 | 549 | 549 | 549 | 549
2022-09-08 | 0 | 2500 | 0 | 2500 | 499.5512 |  |  | 0 | 25 | 0 | 25 | 4.9955 |  | 0 | 0.5 | 0 | 0.5 | 0.09991 |  | 0 | 12.5 | 0 | 12.5 | 2.4978 | 0 | 25 | 0 | 25 | 4.9955 |  | 2022-09-08 | 549 | 549 | 549 | 549 | 549
2022-09-09 | 0 | 354.2 | 0 | 0 | 0 |  |  | 0 | 3.542 | 0 | 0 | 0 |  | 0 | 0.07084 | 0 | 0 | 0 |  | 0 | 1.771 | 0 | 0 | 0 | 0 | 3.542 | 0 | 0 | 0 |  | 2022-09-09 | 549 | 549 | 549 | 549 | 549
2022-09-10 | 0 | 0 | 0 | 0 | 2454.035 |  |  | 0 | 0 | 0 | 0 | 24.5404 |  | 0 | 0 | 0 | 0 | 0.49081 |  | 0 | 0 | 0 | 0 | 12.2702 | 0 | 0 | 0 | 0 | 24.5404 |  | 2022-09-10 | 549 | 549 | 549 | 549 | 549
2022-09-11 | 0 | 0 | 963.5483 | 0 | 0 |  |  | 0 | 0 | 9.6355 | 0 | 0 |  | 0 | 0 | 0.19271 | 0 | 0 |  | 0 | 0 | 4.8177 | 0 | 0 | 0 | 0 | 9.6355 | 0 | 0 |  | 2022-09-11 | 549 | 549 | 549 | 549 | 549
2022-09-12 | 0 | 0 | 0 | 1085.1649 | 0 |  |  | 0 | 0 | 0 | 10.8516 | 0 |  | 0 | 0 | 0 | 0.21703 | 0 |  | 0 | 0 | 0 | 5.4258 | 0 | 0 | 0 | 0 | 10.8516 | 0 |  | 2022-09-12 | 549 | 549 | 549 | 549 | 549
2022-09-13 | 0 | 0 | 1956.0039 | 0 | 0 |  |  | 0 | 0 | 19.56 | 0 | 0 |  | 0 | 0 | 0.3912 | 0 | 0 |  | 0 | 0 | 9.78 | 0 | 0 | 0 | 0 | 19.56 | 0 | 0 |  | 2022-09-13 | 549 | 549 | 549 | 549 | 549
2022-09-14 | 0 | 0 | 0 | 2500 | 0 |  |  | 0 | 0 | 0 | 25 | 0 |  | 0 | 0 | 0 | 0.5 | 0 |  | 0 | 0 | 0 | 12.5 | 0 | 0 | 0 | 0 | 25 | 0 |  | 2022-09-14 | 549 | 549 | 549 | 549 | 549
2022-09-15 | 0 | 506 | 2500 | 839.4734 | 0 |  |  | 0 | 5.06 | 25 | 8.3947 | 0 |  | 0 | 0.1012 | 0.5 | 0.16789 | 0 |  | 0 | 2.53 | 12.5 | 4.1974 | 0 | 0 | 5.06 | 25 | 8.3947 | 0 |  | 2022-09-15 | 549 | 549 | 549 | 549 | 549
2022-09-16 | 0 | 1012 | 0 | 0 | 1281.7522 |  |  | 0 | 10.12 | 0 | 0 | 12.8175 |  | 0 | 0.2024 | 0 | 0 | 0.25635 |  | 0 | 5.06 | 0 | 0 | 6.4088 | 0 | 10.12 | 0 | 0 | 12.8175 |  | 2022-09-16 | 549 | 549 | 549 | 549 | 549
2022-09-17 | 0 | 708.4 | 0 | 0 | 389.992 |  |  | 0 | 7.084 | 0 | 0 | 3.8999 |  | 0 | 0.14168 | 0 | 0 | 0.077998 |  | 0 | 3.542 | 0 | 0 | 1.95 | 0 | 7.084 | 0 | 0 | 3.8999 |  | 2022-09-17 | 549 | 549 | 549 | 549 | 549
2022-09-18 | 2500 | 2500 | 2500 | 2500 | 1917.9779 |  |  | 25 | 25 | 25 | 25 | 19.1798 |  | 0.5 | 0.5 | 0.5 | 0.5 | 0.3836 |  | 12.5 | 12.5 | 12.5 | 12.5 | 9.5899 | 25 | 25 | 25 | 25 | 19.1798 |  | 2022-09-18 | 549 | 549 | 549 | 549 | 549
2022-09-19 | 101.2 | 2500 | 0 | 2500 | 0 |  |  | 1.012 | 25 | 0 | 25 | 0 |  | 0.02024 | 0.5 | 0 | 0.5 | 0 |  | 0.506 | 12.5 | 0 | 12.5 | 0 | 1.012 | 25 | 0 | 25 | 0 |  | 2022-09-19 | 549 | 549 | 549 | 549 | 549
2022-09-20 | 0 | 354.2 | 2423.1763 | 0 | 4.8336 |  |  | 0 | 3.542 | 24.2318 | 0 | 0.048336 |  | 0 | 0.07084 | 0.48464 | 0 | 0.00096673 |  | 0 | 1.771 | 12.1159 | 0 | 0.024168 | 0 | 3.542 | 24.2318 | 0 | 0.048336 |  | 2022-09-20 | 549 | 549 | 549 | 549 | 549
2022-09-21 | 506 | 1062.6 | 2227.0232 | 2334.902 | 0 |  |  | 5.06 | 10.626 | 22.2702 | 23.349 | 0 |  | 0.1012 | 0.21252 | 0.4454 | 0.46698 | 0 |  | 2.53 | 5.313 | 11.1351 | 11.6745 | 0 | 5.06 | 10.626 | 22.2702 | 23.349 | 0 |  | 2022-09-21 | 549 | 549 | 549 | 549 | 549
2022-09-22 | 2500 | 2500 | 0 | 2500 | 0 |  |  | 25 | 25 | 0 | 25 | 0 |  | 0.5 | 0.5 | 0 | 0.5 | 0 |  | 12.5 | 12.5 | 0 | 12.5 | 0 | 25 | 25 | 0 | 25 | 0 |  | 2022-09-22 | 549 | 549 | 549 | 549 | 549
2022-09-23 | 2500 | 2500 | 2500 | 2500 | 2500 |  |  | 25 | 25 | 25 | 25 | 25 |  | 0.5 | 0.5 | 0.5 | 0.5 | 0.5 |  | 12.5 | 12.5 | 12.5 | 12.5 | 12.5 | 25 | 25 | 25 | 25 | 25 |  | 2022-09-23 | 549 | 549 | 549 | 549 | 549
2022-09-24 | 404.8 | 2500 | 0 | 0 | 1846.2122 |  |  | 4.048 | 25 | 0 | 0 | 18.4621 |  | 0.08096 | 0.5 | 0 | 0 | 0.36924 |  | 2.024 | 12.5 | 0 | 0 | 9.2311 | 4.048 | 25 | 0 | 0 | 18.4621 |  | 2022-09-24 | 549 | 549 | 549 | 549 | 549
2022-09-25 | 151.8 | 404.8 | 0 | 0 | 2269.5737 |  |  | 1.518 | 4.048 | 0 | 0 | 22.6957 |  | 0.03036 | 0.08096 | 0 | 0 | 0.45391 |  | 0.759 | 2.024 | 0 | 0 | 11.3479 | 1.518 | 4.048 | 0 | 0 | 22.6957 |  | 2022-09-25 | 549 | 549 | 549 | 549 | 549
2022-09-26 | 2074.6 | 0 | 0 | 1280.6684 | 0 |  |  | 20.746 | 0 | 0 | 12.8067 | 0 |  | 0.41492 | 0 | 0 | 0.25613 | 0 |  | 10.373 | 0 | 0 | 6.4033 | 0 | 20.746 | 0 | 0 | 12.8067 | 0 |  | 2022-09-26 | 549 | 549 | 549 | 549 | 549
2022-09-27 | 0 | 0 | 0 | 0 | 1205.9941 |  |  | 0 | 0 | 0 | 0 | 12.0599 |  | 0 | 0 | 0 | 0 | 0.2412 |  | 0 | 0 | 0 | 0 | 6.03 | 0 | 0 | 0 | 0 | 12.0599 |  | 2022-09-27 | 549 | 549 | 549 | 549 | 549
2022-09-28 | 2500 | 0 | 0 | 0 | 0 |  |  | 25 | 0 | 0 | 0 | 0 |  | 0.5 | 0 | 0 | 0 | 0 |  | 12.5 | 0 | 0 | 0 | 0 | 25 | 0 | 0 | 0 | 0 |  | 2022-09-28 | 549 | 549 | 549 | 549 | 549
2022-09-29 | 1416.8 | 0 | 0 | 436.9723 | 0 |  |  | 14.168 | 0 | 0 | 4.3697 | 0 |  | 0.28336 | 0 | 0 | 0.087394 | 0 |  | 7.084 | 0 | 0 | 2.1849 | 0 | 14.168 | 0 | 0 | 4.3697 | 0 |  | 2022-09-29 | 549 | 549 | 549 | 549 | 549
2022-09-30 | 0 | 0 | 0 | 0 | 0 |  |  | 0 | 0 | 0 | 0 | 0 |  | 0 | 0 | 0 | 0 | 0 |  | 0 | 0 | 0 | 0 | 0 | 0 | 0 | 0 | 0 | 0 |  | 2022-09-30 | 549 | 549 | 549 | 549 | 549
2022-10-01 | 0 | 0 | 2328.2082 | 0 | 0 |  |  | 0 | 0 | 23.2821 | 0 | 0 |  | 0 | 0 | 0.46564 | 0 | 0 |  | 0 | 0 | 11.641 | 0 | 0 | 0 | 0 | 23.2821 | 0 | 0 |  | 2022-10-01 | 549 | 549 | 549 | 549 | 549
2022-10-02 | 0 | 0 | 0 | 2212.5748 | 650.9705 |  |  | 0 | 0 | 0 | 22.1257 | 6.5097 |  | 0 | 0 | 0 | 0.44251 | 0.13019 |  | 0 | 0 | 0 | 11.0629 | 3.2549 | 0 | 0 | 0 | 22.1257 | 6.5097 |  | 2022-10-02 | 549 | 549 | 549 | 549 | 549
2022-10-03 | 2500 | 0 | 2500 | 0 | 2500 |  |  | 25 | 0 | 25 | 0 | 25 |  | 0.5 | 0 | 0.5 | 0 | 0.5 |  | 12.5 | 0 | 12.5 | 0 | 12.5 | 25 | 0 | 25 | 0 | 25 |  | 2022-10-03 | 549 | 549 | 549 | 549 | 549
2022-10-04 | 1518 | 0 | 2500 | 2075.6584 | 2500 |  |  | 15.18 | 0 | 25 | 20.7566 | 25 |  | 0.3036 | 0 | 0.5 | 0.41513 | 0.5 |  | 7.59 | 0 | 12.5 | 10.3783 | 12.5 | 15.18 | 0 | 25 | 20.7566 | 25 |  | 2022-10-04 | 549 | 549 | 549 | 549 | 549
2022-10-05 | 2327.6 | 0 | 0 | 1774.3175 | 0 |  |  | 23.276 | 0 | 0 | 17.7432 | 0 |  | 0.46552 | 0 | 0 | 0.35486 | 0 |  | 11.638 | 0 | 0 | 8.8716 | 0 | 23.276 | 0 | 0 | 17.7432 | 0 |  | 2022-10-05 | 549 | 549 | 549 | 549 | 549
2022-10-06 | 101.2 | 1012 | 0 | 0 | 2500 |  |  | 1.012 | 10.12 | 0 | 0 | 25 |  | 0.02024 | 0.2024 | 0 | 0 | 0.5 |  | 0.506 | 5.06 | 0 | 0 | 12.5 | 1.012 | 10.12 | 0 | 0 | 25 |  | 2022-10-06 | 549 | 549 | 549 | 549 | 549
2022-10-07 | 0 | 2500 | 0 | 2000.0665 | 1125.7916 |  |  | 0 | 25 | 0 | 20.0007 | 11.2579 |  | 0 | 0.5 | 0 | 0.40001 | 0.22516 |  | 0 | 12.5 | 0 | 10.0003 | 5.629 | 0 | 25 | 0 | 20.0007 | 11.2579 |  | 2022-10-07 | 549 | 549 | 549 | 549 | 549
2022-10-08 | 354.2 | 2327.6 | 0 | 396.3837 | 0 |  |  | 3.542 | 23.276 | 0 | 3.9638 | 0 |  | 0.07084 | 0.46552 | 0 | 0.079277 | 0 |  | 1.771 | 11.638 | 0 | 1.9819 | 0 | 3.542 | 23.276 | 0 | 3.9638 | 0 |  | 2022-10-08 | 549 | 549 | 549 | 549 | 549
2022-10-09 | 455.4 | 2500 | 0 | 2500 | 2500 |  |  | 4.554 | 25 | 0 | 25 | 25 |  | 0.09108 | 0.5 | 0 | 0.5 | 0.5 |  | 2.277 | 12.5 | 0 | 12.5 | 12.5 | 4.554 | 25 | 0 | 25 | 25 |  | 2022-10-09 | 549 | 549 | 549 | 549 | 549
2022-10-10 | 2500 | 2500 | 2500 | 2500 | 2500 |  |  | 25 | 25 | 25 | 25 | 25 |  | 0.5 | 0.5 | 0.5 | 0.5 | 0.5 |  | 12.5 | 12.5 | 12.5 | 12.5 | 12.5 | 25 | 25 | 25 | 25 | 25 |  | 2022-10-10 | 549 | 549 | 549 | 549 | 549
2022-10-11 | 2500 | 2500 | 2139.8431 | 2500 | 0 |  |  | 25 | 25 | 21.3984 | 25 | 0 |  | 0.5 | 0.5 | 0.42797 | 0.5 | 0 |  | 12.5 | 12.5 | 10.6992 | 12.5 | 0 | 25 | 25 | 21.3984 | 25 | 0 |  | 2022-10-11 | 549 | 549 | 549 | 549 | 549
2022-10-12 | 2500 | 202.4 | 2500 | 0 | 2500 |  |  | 25 | 2.024 | 25 | 0 | 25 |  | 0.5 | 0.04048 | 0.5 | 0 | 0.5 |  | 12.5 | 1.012 | 12.5 | 0 | 12.5 | 25 | 2.024 | 25 | 0 | 25 |  | 2022-10-12 | 549 | 549 | 549 | 549 | 549
2022-10-13 | 2500 | 151.8 | 2500 | 0 | 2500 |  |  | 25 | 1.518 | 25 | 0 | 25 |  | 0.5 | 0.03036 | 0.5 | 0 | 0.5 |  | 12.5 | 0.759 | 12.5 | 0 | 12.5 | 25 | 1.518 | 25 | 0 | 25 |  | 2022-10-13 | 549 | 549 | 549 | 549 | 549
2022-10-14 | 2500 | 0 | 2500 | 0 | 2500 |  |  | 25 | 0 | 25 | 0 | 25 |  | 0.5 | 0 | 0.5 | 0 | 0.5 |  | 12.5 | 0 | 12.5 | 0 | 12.5 | 25 | 0 | 25 | 0 | 25 |  | 2022-10-14 | 549 | 549 | 549 | 549 | 549
2022-10-15 | 1619.2 | 0 | 681.006 | 0 | 0 |  |  | 16.192 | 0 | 6.8101 | 0 | 0 |  | 0.32384 | 0 | 0.1362 | 0 | 0 |  | 8.096 | 0 | 3.405 | 0 | 0 | 16.192 | 0 | 6.8101 | 0 | 0 |  | 2022-10-15 | 549 | 549 | 549 | 549 | 549
2022-10-16 | 2500 | 2500 | 1980.1818 | 0 | 0 |  |  | 25 | 25 | 19.8018 | 0 | 0 |  | 0.5 | 0.5 | 0.39604 | 0 | 0 |  | 12.5 | 12.5 | 9.9009 | 0 | 0 | 25 | 25 | 19.8018 | 0 | 0 |  | 2022-10-16 | 549 | 549 | 549 | 549 | 549
2022-10-17 | 2500 | 1619.2 | 2500 | 0 | 2500 |  |  | 25 | 16.192 | 25 | 0 | 25 |  | 0.5 | 0.32384 | 0.5 | 0 | 0.5 |  | 12.5 | 8.096 | 12.5 | 0 | 12.5 | 25 | 16.192 | 25 | 0 | 25 |  | 2022-10-17 | 549 | 549 | 549 | 549 | 549
2022-10-18 | 2500 | 2500 | 1418.5744 | 2500 | 1015.7847 |  |  | 25 | 25 | 14.1857 | 25 | 10.1578 |  | 0.5 | 0.5 | 0.28371 | 0.5 | 0.20316 |  | 12.5 | 12.5 | 7.0929 | 12.5 | 5.0789 | 25 | 25 | 14.1857 | 25 | 10.1578 |  | 2022-10-18 | 549 | 549 | 549 | 549 | 549
2022-10-19 | 2500 | 151.8 | 2500 | 0 | 2500 |  |  | 25 | 1.518 | 25 | 0 | 25 |  | 0.5 | 0.03036 | 0.5 | 0 | 0.5 |  | 12.5 | 0.759 | 12.5 | 0 | 12.5 | 25 | 1.518 | 25 | 0 | 25 |  | 2022-10-19 | 549 | 549 | 549 | 549 | 549
2022-10-20 | 2500 | 2500 | 1261.6061 | 0 | 0 |  |  | 25 | 25 | 12.6161 | 0 | 0 |  | 0.5 | 0.5 | 0.25232 | 0 | 0 |  | 12.5 | 12.5 | 6.308 | 0 | 0 | 25 | 25 | 12.6161 | 0 | 0 |  | 2022-10-20 | 549 | 549 | 549 | 549 | 549
2022-10-21 | 2500 | 1012 | 2500 | 0 | 2500 |  |  | 25 | 10.12 | 25 | 0 | 25 |  | 0.5 | 0.2024 | 0.5 | 0 | 0.5 |  | 12.5 | 5.06 | 12.5 | 0 | 12.5 | 25 | 10.12 | 25 | 0 | 25 |  | 2022-10-21 | 549 | 549 | 549 | 549 | 549
2022-10-22 | 2500 | 2479.4 | 2500 | 247.9882 | 2500 |  |  | 25 | 24.794 | 25 | 2.4799 | 25 |  | 0.5 | 0.49588 | 0.5 | 0.049598 | 0.5 |  | 12.5 | 12.397 | 12.5 | 1.2399 | 12.5 | 25 | 24.794 | 25 | 2.4799 | 25 |  | 2022-10-22 | 549 | 549 | 549 | 549 | 549
2022-10-23 | 2378.2 | 0 | 0 | 0 | 0 |  |  | 23.782 | 0 | 0 | 0 | 0 |  | 0.47564 | 0 | 0 | 0 | 0 |  | 11.891 | 0 | 0 | 0 | 0 | 23.782 | 0 | 0 | 0 | 0 |  | 2022-10-23 | 549 | 549 | 549 | 549 | 549
2022-10-24 | 404.8 | 1467.4 | 0 | 294.7366 | 2429.7759 |  |  | 4.048 | 14.674 | 0 | 2.9474 | 24.2978 |  | 0.08096 | 0.29348 | 0 | 0.058947 | 0.48596 |  | 2.024 | 7.337 | 0 | 1.4737 | 12.1489 | 4.048 | 14.674 | 0 | 2.9474 | 24.2978 |  | 2022-10-24 | 549 | 549 | 549 | 549 | 549
2022-10-25 | 2500 | 1012 | 2224.6202 | 0 | 1493.2097 |  |  | 25 | 10.12 | 22.2462 | 0 | 14.9321 |  | 0.5 | 0.2024 | 0.44492 | 0 | 0.29864 |  | 12.5 | 5.06 | 11.1231 | 0 | 7.466 | 25 | 10.12 | 22.2462 | 0 | 14.9321 |  | 2022-10-25 | 549 | 549 | 549 | 549 | 549
2022-10-26 | 607.2 | 0 | 0 | 875.6658 | 0 |  |  | 6.072 | 0 | 0 | 8.7567 | 0 |  | 0.12144 | 0 | 0 | 0.17513 | 0 |  | 3.036 | 0 | 0 | 4.3783 | 0 | 6.072 | 0 | 0 | 8.7567 | 0 |  | 2022-10-26 | 549 | 549 | 549 | 549 | 549
2022-10-27 | 2500 | 1720.4 | 2500 | 156.705 | 2500 |  |  | 25 | 17.204 | 25 | 1.567 | 25 |  | 0.5 | 0.34408 | 0.5 | 0.031341 | 0.5 |  | 12.5 | 8.602 | 12.5 | 0.78352 | 12.5 | 25 | 17.204 | 25 | 1.567 | 25 |  | 2022-10-27 | 549 | 549 | 549 | 549 | 549
2022-10-28 | 2500 | 2500 | 2500 | 2500 | 0 |  |  | 25 | 25 | 25 | 25 | 0 |  | 0.5 | 0.5 | 0.5 | 0.5 | 0 |  | 12.5 | 12.5 | 12.5 | 12.5 | 0 | 25 | 25 | 25 | 25 | 0 |  | 2022-10-28 | 549 | 549 | 549 | 549 | 549
2022-10-29 | 1771 | 2500 | 2500 | 2500 | 2500 |  |  | 17.71 | 25 | 25 | 25 | 25 |  | 0.3542 | 0.5 | 0.5 | 0.5 | 0.5 |  | 8.855 | 12.5 | 12.5 | 12.5 | 12.5 | 17.71 | 25 | 25 | 25 | 25 |  | 2022-10-29 | 549 | 549 | 549 | 549 | 549
2022-10-30 | 2277 | 2500 | 0 | 2500 | 0 |  |  | 22.77 | 25 | 0 | 25 | 0 |  | 0.4554 | 0.5 | 0 | 0.5 | 0 |  | 11.385 | 12.5 | 0 | 12.5 | 0 | 22.77 | 25 | 0 | 25 | 0 |  | 2022-10-30 | 549 | 549 | 549 | 549 | 549
2022-10-31 | 2500 | 2500 | 2500 | 2500 | 2312.2908 |  |  | 25 | 25 | 25 | 25 | 23.1229 |  | 0.5 | 0.5 | 0.5 | 0.5 | 0.46246 |  | 12.5 | 12.5 | 12.5 | 12.5 | 11.5615 | 25 | 25 | 25 | 25 | 23.1229 |  | 2022-10-31 | 549 | 549 | 549 | 549 | 549
2022-11-01 | 1619.2 | 303.6 | 0 | 0 | 0 |  |  | 16.192 | 3.036 | 0 | 0 | 0 |  | 0.32384 | 0.06072 | 0 | 0 | 0 |  | 8.096 | 1.518 | 0 | 0 | 0 | 16.192 | 3.036 | 0 | 0 | 0 |  | 2022-11-01 | 549 | 549 | 549 | 549 | 549
2022-11-02 | 2500 | 0 | 2500 | 0 | 2500 |  |  | 25 | 0 | 25 | 0 | 25 |  | 0.5 | 0 | 0.5 | 0 | 0.5 |  | 12.5 | 0 | 12.5 | 0 | 12.5 | 25 | 0 | 25 | 0 | 25 |  | 2022-11-02 | 549 | 549 | 549 | 549 | 549
2022-11-03 | 2500 | 0 | 2500 | 0 | 2500 |  |  | 25 | 0 | 25 | 0 | 25 |  | 0.5 | 0 | 0.5 | 0 | 0.5 |  | 12.5 | 0 | 12.5 | 0 | 12.5 | 25 | 0 | 25 | 0 | 25 |  | 2022-11-03 | 549 | 549 | 549 | 549 | 549
2022-11-04 | 2277 | 860.2 | 2500 | 2500 | 1825.9766 |  |  | 22.77 | 8.602 | 25 | 25 | 18.2598 |  | 0.4554 | 0.17204 | 0.5 | 0.5 | 0.3652 |  | 11.385 | 4.301 | 12.5 | 12.5 | 9.1299 | 22.77 | 8.602 | 25 | 25 | 18.2598 |  | 2022-11-04 | 549 | 549 | 549 | 549 | 549
2022-11-05 | 1113.2 | 1518 | 0 | 2500 | 0 |  |  | 11.132 | 15.18 | 0 | 25 | 0 |  | 0.22264 | 0.3036 | 0 | 0.5 | 0 |  | 5.566 | 7.59 | 0 | 12.5 | 0 | 11.132 | 15.18 | 0 | 25 | 0 |  | 2022-11-05 | 549 | 549 | 549 | 549 | 549
2022-11-06 | 2500 | 2500 | 2500 | 2500 | 2500 |  |  | 25 | 25 | 25 | 25 | 25 |  | 0.5 | 0.5 | 0.5 | 0.5 | 0.5 |  | 12.5 | 12.5 | 12.5 | 12.5 | 12.5 | 25 | 25 | 25 | 25 | 25 |  | 2022-11-06 | 549 | 549 | 549 | 549 | 549
2022-11-07 | 354.2 | 556.6 | 0 | 1244.7925 | 0 |  |  | 3.542 | 5.566 | 0 | 12.4479 | 0 |  | 0.07084 | 0.11132 | 0 | 0.24896 | 0 |  | 1.771 | 2.783 | 0 | 6.224 | 0 | 3.542 | 5.566 | 0 | 12.4479 | 0 |  | 2022-11-07 | 549 | 549 | 549 | 549 | 549
2022-11-08 | 2500 | 404.8 | 2500 | 0 | 2500 |  |  | 25 | 4.048 | 25 | 0 | 25 |  | 0.5 | 0.08096 | 0.5 | 0 | 0.5 |  | 12.5 | 2.024 | 12.5 | 0 | 12.5 | 25 | 4.048 | 25 | 0 | 25 |  | 2022-11-08 | 549 | 549 | 549 | 549 | 549
2022-11-09 | 0 | 0 | 651.6963 | 0 | 1437.3898 |  |  | 0 | 0 | 6.517 | 0 | 14.3739 |  | 0 | 0 | 0.13034 | 0 | 0.28748 |  | 0 | 0 | 3.2585 | 0 | 7.1869 | 0 | 0 | 6.517 | 0 | 14.3739 |  | 2022-11-09 | 549 | 549 | 549 | 549 | 549
2022-11-10 | 0 | 2500 | 0 | 830.1535 | 113.7719 |  |  | 0 | 25 | 0 | 8.3015 | 1.1377 |  | 0 | 0.5 | 0 | 0.16603 | 0.022754 |  | 0 | 12.5 | 0 | 4.1508 | 0.56886 | 0 | 25 | 0 | 8.3015 | 1.1377 |  | 2022-11-10 | 549 | 549 | 549 | 549 | 549
2022-11-11 | 0 | 2500 | 0 | 2500 | 0 |  |  | 0 | 25 | 0 | 25 | 0 |  | 0 | 0.5 | 0 | 0.5 | 0 |  | 0 | 12.5 | 0 | 12.5 | 0 | 0 | 25 | 0 | 25 | 0 |  | 2022-11-11 | 549 | 549 | 549 | 549 | 549
2022-11-12 | 0 | 2500 | 136.1824 | 2500 | 0 |  |  | 0 | 25 | 1.3618 | 25 | 0 |  | 0 | 0.5 | 0.027236 | 0.5 | 0 |  | 0 | 12.5 | 0.68091 | 12.5 | 0 | 0 | 25 | 1.3618 | 25 | 0 |  | 2022-11-12 | 549 | 549 | 549 | 549 | 549
2022-11-13 | 0 | 2500 | 111.8173 | 999.52 | 652.8505 |  |  | 0 | 25 | 1.1182 | 9.9952 | 6.5285 |  | 0 | 0.5 | 0.022363 | 0.1999 | 0.13057 |  | 0 | 12.5 | 0.55909 | 4.9976 | 3.2643 | 0 | 25 | 1.1182 | 9.9952 | 6.5285 |  | 2022-11-13 | 549 | 549 | 549 | 549 | 549
2022-11-14 | 0 | 151.8 | 0 | 0 | 764.4057 |  |  | 0 | 1.518 | 0 | 0 | 7.6441 |  | 0 | 0.03036 | 0 | 0 | 0.15288 |  | 0 | 0.759 | 0 | 0 | 3.822 | 0 | 1.518 | 0 | 0 | 7.6441 |  | 2022-11-14 | 549 | 549 | 549 | 549 | 549
2022-11-15 | 0 | 1518 | 1291.5771 | 865.1348 | 0 |  |  | 0 | 15.18 | 12.9158 | 8.6513 | 0 |  | 0 | 0.3036 | 0.25832 | 0.17303 | 0 |  | 0 | 7.59 | 6.4579 | 4.3257 | 0 | 0 | 15.18 | 12.9158 | 8.6513 | 0 |  | 2022-11-15 | 549 | 549 | 549 | 549 | 549
2022-11-16 | 0 | 2500 | 0 | 2500 | 0 |  |  | 0 | 25 | 0 | 25 | 0 |  | 0 | 0.5 | 0 | 0.5 | 0 |  | 0 | 12.5 | 0 | 12.5 | 0 | 0 | 25 | 0 | 25 | 0 |  | 2022-11-16 | 549 | 549 | 549 | 549 | 549
2022-11-17 | 0 | 1568.6 | 306.5196 | 0 | 0 |  |  | 0 | 15.686 | 3.0652 | 0 | 0 |  | 0 | 0.31372 | 0.061304 | 0 | 0 |  | 0 | 7.843 | 1.5326 | 0 | 0 | 0 | 15.686 | 3.0652 | 0 | 0 |  | 2022-11-17 | 549 | 549 | 549 | 549 | 549
2022-11-18 | 0 | 0 | 0 | 1115.9966 | 457.0892 |  |  | 0 | 0 | 0 | 11.16 | 4.5709 |  | 0 | 0 | 0 | 0.2232 | 0.091418 |  | 0 | 0 | 0 | 5.58 | 2.2854 | 0 | 0 | 0 | 11.16 | 4.5709 |  | 2022-11-18 | 549 | 549 | 549 | 549 | 549
2022-11-19 | 860.2 | 0 | 121.4714 | 0 | 2500 |  |  | 8.602 | 0 | 1.2147 | 0 | 25 |  | 0.17204 | 0 | 0.024294 | 0 | 0.5 |  | 4.301 | 0 | 0.60736 | 0 | 12.5 | 8.602 | 0 | 1.2147 | 0 | 25 |  | 2022-11-19 | 549 | 549 | 549 | 549 | 549
2022-11-20 | 2500 | 0 | 2500 | 0 | 2500 |  |  | 25 | 0 | 25 | 0 | 25 |  | 0.5 | 0 | 0.5 | 0 | 0.5 |  | 12.5 | 0 | 12.5 | 0 | 12.5 | 25 | 0 | 25 | 0 | 25 |  | 2022-11-20 | 549 | 549 | 549 | 549 | 549
2022-11-21 | 2500 | 0 | 2500 | 241.6211 | 2500 |  |  | 25 | 0 | 25 | 2.4162 | 25 |  | 0.5 | 0 | 0.5 | 0.048324 | 0.5 |  | 12.5 | 0 | 12.5 | 1.2081 | 12.5 | 25 | 0 | 25 | 2.4162 | 25 |  | 2022-11-21 | 549 | 549 | 549 | 549 | 549
2022-11-22 | 2500 | 0 | 2202.2032 | 0 | 2500 |  |  | 25 | 0 | 22.022 | 0 | 25 |  | 0.5 | 0 | 0.44044 | 0 | 0.5 |  | 12.5 | 0 | 11.011 | 0 | 12.5 | 25 | 0 | 22.022 | 0 | 25 |  | 2022-11-22 | 549 | 549 | 549 | 549 | 549
2022-11-23 | 2500 | 0 | 2500 | 0 | 2500 |  |  | 25 | 0 | 25 | 0 | 25 |  | 0.5 | 0 | 0.5 | 0 | 0.5 |  | 12.5 | 0 | 12.5 | 0 | 12.5 | 25 | 0 | 25 | 0 | 25 |  | 2022-11-23 | 549 | 549 | 549 | 549 | 549
2022-11-24 | 2500 | 0 | 2500 | 2239.0707 | 2500 |  |  | 25 | 0 | 25 | 22.3907 | 25 |  | 0.5 | 0 | 0.5 | 0.44781 | 0.5 |  | 12.5 | 0 | 12.5 | 11.1954 | 12.5 | 25 | 0 | 25 | 22.3907 | 25 |  | 2022-11-24 | 549 | 549 | 549 | 549 | 549
2022-11-25 | 2500 | 0 | 2500 | 0 | 2500 |  |  | 25 | 0 | 25 | 0 | 25 |  | 0.5 | 0 | 0.5 | 0 | 0.5 |  | 12.5 | 0 | 12.5 | 0 | 12.5 | 25 | 0 | 25 | 0 | 25 |  | 2022-11-25 | 549 | 549 | 549 | 549 | 549
2022-11-26 | 2500 | 0 | 2500 | 1065.9452 | 2500 |  |  | 25 | 0 | 25 | 10.6595 | 25 |  | 0.5 | 0 | 0.5 | 0.21319 | 0.5 |  | 12.5 | 0 | 12.5 | 5.3297 | 12.5 | 25 | 0 | 25 | 10.6595 | 25 |  | 2022-11-26 | 549 | 549 | 549 | 549 | 549
2022-11-27 | 2500 | 0 | 213.846 | 0 | 253.2179 |  |  | 25 | 0 | 2.1385 | 0 | 2.5322 |  | 0.5 | 0 | 0.042769 | 0 | 0.050644 |  | 12.5 | 0 | 1.0692 | 0 | 1.2661 | 25 | 0 | 2.1385 | 0 | 2.5322 |  | 2022-11-27 | 549 | 549 | 549 | 549 | 549
2022-11-28 | 0 | 0 | 774.9825 | 0 | 0 |  |  | 0 | 0 | 7.7498 | 0 | 0 |  | 0 | 0 | 0.155 | 0 | 0 |  | 0 | 0 | 3.8749 | 0 | 0 | 0 | 0 | 7.7498 | 0 | 0 |  | 2022-11-28 | 549 | 549 | 549 | 549 | 549
2022-11-29 | 0 | 0 | 0 | 0 | 0 |  |  | 0 | 0 | 0 | 0 | 0 |  | 0 | 0 | 0 | 0 | 0 |  | 0 | 0 | 0 | 0 | 0 | 0 | 0 | 0 | 0 | 0 |  | 2022-11-29 | 549 | 549 | 549 | 549 | 549
2022-11-30 | 0 | 2500 | 0 | 2500 | 2491.3097 |  |  | 0 | 25 | 0 | 25 | 24.9131 |  | 0 | 0.5 | 0 | 0.5 | 0.49826 |  | 0 | 12.5 | 0 | 12.5 | 12.4565 | 0 | 25 | 0 | 25 | 24.9131 |  | 2022-11-30 | 549 | 549 | 549 | 549 | 549
2022-12-01 | 0 | 2500 | 1380.3808 | 2500 | 1565.0137 |  |  | 0 | 25 | 13.8038 | 25 | 15.6501 |  | 0 | 0.5 | 0.27608 | 0.5 | 0.313 |  | 0 | 12.5 | 6.9019 | 12.5 | 7.8251 | 0 | 25 | 13.8038 | 25 | 15.6501 |  | 2022-12-01 | 549 | 549 | 549 | 549 | 549
2022-12-02 | 0 | 2500 | 0 | 2500 | 0 |  |  | 0 | 25 | 0 | 25 | 0 |  | 0 | 0.5 | 0 | 0.5 | 0 |  | 0 | 12.5 | 0 | 12.5 | 0 | 0 | 25 | 0 | 25 | 0 |  | 2022-12-02 | 549 | 549 | 549 | 549 | 549
2022-12-03 | 0 | 2500 | 0 | 2500 | 822.6359 |  |  | 0 | 25 | 0 | 25 | 8.2264 |  | 0 | 0.5 | 0 | 0.5 | 0.16453 |  | 0 | 12.5 | 0 | 12.5 | 4.1132 | 0 | 25 | 0 | 25 | 8.2264 |  | 2022-12-03 | 549 | 549 | 549 | 549 | 549
2022-12-04 | 303.6 | 2500 | 0 | 2500 | 0 |  |  | 3.036 | 25 | 0 | 25 | 0 |  | 0.06072 | 0.5 | 0 | 0.5 | 0 |  | 1.518 | 12.5 | 0 | 12.5 | 0 | 3.036 | 25 | 0 | 25 | 0 |  | 2022-12-04 | 549 | 549 | 549 | 549 | 549
2022-12-05 | 2500 | 2500 | 2500 | 2500 | 2500 |  |  | 25 | 25 | 25 | 25 | 25 |  | 0.5 | 0.5 | 0.5 | 0.5 | 0.5 |  | 12.5 | 12.5 | 12.5 | 12.5 | 12.5 | 25 | 25 | 25 | 25 | 25 |  | 2022-12-05 | 549 | 549 | 549 | 549 | 549
2022-12-06 | 202.4 | 2500 | 2500 | 2500 | 942.8657 |  |  | 2.024 | 25 | 25 | 25 | 9.4287 |  | 0.04048 | 0.5 | 0.5 | 0.5 | 0.18857 |  | 1.012 | 12.5 | 12.5 | 12.5 | 4.7143 | 2.024 | 25 | 25 | 25 | 9.4287 |  | 2022-12-06 | 549 | 549 | 549 | 549 | 549
2022-12-07 | 2500 | 2500 | 1772.4959 | 2500 | 2500 |  |  | 25 | 25 | 17.725 | 25 | 25 |  | 0.5 | 0.5 | 0.3545 | 0.5 | 0.5 |  | 12.5 | 12.5 | 8.8625 | 12.5 | 12.5 | 25 | 25 | 17.725 | 25 | 25 |  | 2022-12-07 | 549 | 549 | 549 | 549 | 549
2022-12-08 | 2500 | 2500 | 2500 | 2500 | 2500 |  |  | 25 | 25 | 25 | 25 | 25 |  | 0.5 | 0.5 | 0.5 | 0.5 | 0.5 |  | 12.5 | 12.5 | 12.5 | 12.5 | 12.5 | 25 | 25 | 25 | 25 | 25 |  | 2022-12-08 | 549 | 549 | 549 | 549 | 549
2022-12-09 | 2500 | 1214.4 | 2500 | 0 | 2500 |  |  | 25 | 12.144 | 25 | 0 | 25 |  | 0.5 | 0.24288 | 0.5 | 0 | 0.5 |  | 12.5 | 6.072 | 12.5 | 0 | 12.5 | 25 | 12.144 | 25 | 0 | 25 |  | 2022-12-09 | 549 | 549 | 549 | 549 | 549
2022-12-10 | 1113.2 | 2500 | 1486.6753 | 2500 | 0 |  |  | 11.132 | 25 | 14.8668 | 25 | 0 |  | 0.22264 | 0.5 | 0.29734 | 0.5 | 0 |  | 5.566 | 12.5 | 7.4334 | 12.5 | 0 | 11.132 | 25 | 14.8668 | 25 | 0 |  | 2022-12-10 | 549 | 549 | 549 | 549 | 549
2022-12-11 | 2500 | 860.2 | 2500 | 0 | 1181.6585 |  |  | 25 | 8.602 | 25 | 0 | 11.8166 |  | 0.5 | 0.17204 | 0.5 | 0 | 0.23633 |  | 12.5 | 4.301 | 12.5 | 0 | 5.9083 | 25 | 8.602 | 25 | 0 | 11.8166 |  | 2022-12-11 | 549 | 549 | 549 | 549 | 549
2022-12-12 | 354.2 | 2500 | 1840.133 | 2500 | 2500 |  |  | 3.542 | 25 | 18.4013 | 25 | 25 |  | 0.07084 | 0.5 | 0.36803 | 0.5 | 0.5 |  | 1.771 | 12.5 | 9.2007 | 12.5 | 12.5 | 3.542 | 25 | 18.4013 | 25 | 25 |  | 2022-12-12 | 549 | 549 | 549 | 549 | 549
2022-12-13 | 253 | 0 | 0 | 1473.6007 | 169.5713 |  |  | 2.53 | 0 | 0 | 14.736 | 1.6957 |  | 0.0506 | 0 | 0 | 0.29472 | 0.033914 |  | 1.265 | 0 | 0 | 7.368 | 0.84786 | 2.53 | 0 | 0 | 14.736 | 1.6957 |  | 2022-12-13 | 549 | 549 | 549 | 549 | 549
2022-12-14 | 0 | 607.2 | 0 | 1674.9023 | 866.7199 |  |  | 0 | 6.072 | 0 | 16.749 | 8.6672 |  | 0 | 0.12144 | 0 | 0.33498 | 0.17334 |  | 0 | 3.036 | 0 | 8.3745 | 4.3336 | 0 | 6.072 | 0 | 16.749 | 8.6672 |  | 2022-12-14 | 549 | 549 | 549 | 549 | 549
2022-12-15 | 2277 | 759 | 2500 | 1354.8121 | 1884.5881 |  |  | 22.77 | 7.59 | 25 | 13.5481 | 18.8459 |  | 0.4554 | 0.1518 | 0.5 | 0.27096 | 0.37692 |  | 11.385 | 3.795 | 12.5 | 6.7741 | 9.4229 | 22.77 | 7.59 | 25 | 13.5481 | 18.8459 |  | 2022-12-15 | 549 | 549 | 549 | 549 | 549
2022-12-16 | 2500 | 556.6 | 2500 | 152.8469 | 2500 |  |  | 25 | 5.566 | 25 | 1.5285 | 25 |  | 0.5 | 0.11132 | 0.5 | 0.030569 | 0.5 |  | 12.5 | 2.783 | 12.5 | 0.76423 | 12.5 | 25 | 5.566 | 25 | 1.5285 | 25 |  | 2022-12-16 | 549 | 549 | 549 | 549 | 549
2022-12-17 | 202.4 | 2500 | 0 | 2500 | 1007.0577 |  |  | 2.024 | 25 | 0 | 25 | 10.0706 |  | 0.04048 | 0.5 | 0 | 0.5 | 0.20141 |  | 1.012 | 12.5 | 0 | 12.5 | 5.0353 | 2.024 | 25 | 0 | 25 | 10.0706 |  | 2022-12-17 | 549 | 549 | 549 | 549 | 549
2022-12-18 | 2500 | 2500 | 1442.4944 | 2500 | 773.7723 |  |  | 25 | 25 | 14.4249 | 25 | 7.7377 |  | 0.5 | 0.5 | 0.2885 | 0.5 | 0.15475 |  | 12.5 | 12.5 | 7.2125 | 12.5 | 3.8689 | 25 | 25 | 14.4249 | 25 | 7.7377 |  | 2022-12-18 | 549 | 549 | 549 | 549 | 549
2022-12-19 | 0 | 2500 | 945.7003 | 2500 | 1014.0559 |  |  | 0 | 25 | 9.457 | 25 | 10.1406 |  | 0 | 0.5 | 0.18914 | 0.5 | 0.20281 |  | 0 | 12.5 | 4.7285 | 12.5 | 5.0703 | 0 | 25 | 9.457 | 25 | 10.1406 |  | 2022-12-19 | 549 | 549 | 549 | 549 | 549
2022-12-20 | 0 | 2500 | 0 | 1773.1632 | 0 |  |  | 0 | 25 | 0 | 17.7316 | 0 |  | 0 | 0.5 | 0 | 0.35463 | 0 |  | 0 | 12.5 | 0 | 8.8658 | 0 | 0 | 25 | 0 | 17.7316 | 0 |  | 2022-12-20 | 549 | 549 | 549 | 549 | 549
2022-12-21 | 2226.4 | 2277 | 2500 | 0 | 0 |  |  | 22.264 | 22.77 | 25 | 0 | 0 |  | 0.44528 | 0.4554 | 0.5 | 0 | 0 |  | 11.132 | 11.385 | 12.5 | 0 | 0 | 22.264 | 22.77 | 25 | 0 | 0 |  | 2022-12-21 | 549 | 549 | 549 | 549 | 549
2022-12-22 | 2500 | 2500 | 1668.8661 | 2500 | 2500 |  |  | 25 | 25 | 16.6887 | 25 | 25 |  | 0.5 | 0.5 | 0.33377 | 0.5 | 0.5 |  | 12.5 | 12.5 | 8.3443 | 12.5 | 12.5 | 25 | 25 | 16.6887 | 25 | 25 |  | 2022-12-22 | 549 | 549 | 549 | 549 | 549
2022-12-23 | 2500 | 2378.2 | 0 | 0 | 2500 |  |  | 25 | 23.782 | 0 | 0 | 25 |  | 0.5 | 0.47564 | 0 | 0 | 0.5 |  | 12.5 | 11.891 | 0 | 0 | 12.5 | 25 | 23.782 | 0 | 0 | 25 |  | 2022-12-23 | 549 | 549 | 549 | 549 | 549
2022-12-24 | 556.6 | 0 | 0 | 0 | 0 |  |  | 5.566 | 0 | 0 | 0 | 0 |  | 0.11132 | 0 | 0 | 0 | 0 |  | 2.783 | 0 | 0 | 0 | 0 | 5.566 | 0 | 0 | 0 | 0 |  | 2022-12-24 | 549 | 549 | 549 | 549 | 549
2022-12-25 | 151.8 | 0 | 0 | 0 | 0 |  |  | 1.518 | 0 | 0 | 0 | 0 |  | 0.03036 | 0 | 0 | 0 | 0 |  | 0.759 | 0 | 0 | 0 | 0 | 1.518 | 0 | 0 | 0 | 0 |  | 2022-12-25 | 549 | 549 | 549 | 549 | 549
2022-12-26 | 2500 | 2500 | 235.3618 | 2500 | 0 |  |  | 25 | 25 | 2.3536 | 25 | 0 |  | 0.5 | 0.5 | 0.047072 | 0.5 | 0 |  | 12.5 | 12.5 | 1.1768 | 12.5 | 0 | 25 | 25 | 2.3536 | 25 | 0 |  | 2022-12-26 | 549 | 549 | 549 | 549 | 549
2022-12-27 | 1366.2 | 404.8 | 0 | 2500 | 1392.2212 |  |  | 13.662 | 4.048 | 0 | 25 | 13.9222 |  | 0.27324 | 0.08096 | 0 | 0.5 | 0.27844 |  | 6.831 | 2.024 | 0 | 12.5 | 6.9611 | 13.662 | 4.048 | 0 | 25 | 13.9222 |  | 2022-12-27 | 549 | 549 | 549 | 549 | 549
2022-12-28 | 0 | 50.6 | 0 | 0 | 1004.6728 |  |  | 0 | 0.506 | 0 | 0 | 10.0467 |  | 0 | 0.01012 | 0 | 0 | 0.20093 |  | 0 | 0.253 | 0 | 0 | 5.0234 | 0 | 0.506 | 0 | 0 | 10.0467 |  | 2022-12-28 | 549 | 549 | 549 | 549 | 549
2022-12-29 | 0 | 0 | 1088.3217 | 0 | 1796.0792 |  |  | 0 | 0 | 10.8832 | 0 | 17.9608 |  | 0 | 0 | 0.21766 | 0 | 0.35922 |  | 0 | 0 | 5.4416 | 0 | 8.9804 | 0 | 0 | 10.8832 | 0 | 17.9608 |  | 2022-12-29 | 549 | 549 | 549 | 549 | 549
2022-12-30 | 0 | 0 | 0 | 0 | 0 |  |  | 0 | 0 | 0 | 0 | 0 |  | 0 | 0 | 0 | 0 | 0 |  | 0 | 0 | 0 | 0 | 0 | 0 | 0 | 0 | 0 | 0 |  | 2022-12-30 | 549 | 549 | 549 | 549 | 549
2022-12-31 | 0 | 0 | 0 | 0 | 0 |  |  | 0 | 0 | 0 | 0 | 0 |  | 0 | 0 | 0 | 0 | 0 |  | 0 | 0 | 0 | 0 | 0 | 0 | 0 | 0 | 0 | 0 |  | 2022-12-31 | 549 | 549 | 549 | 549 | 549
Formulas:
SYSTEM DOWNFLOW = [Acceleration due to Gravity]

## Power System GHG
Greenhouse Gas Emission Calculation
UV lamp power | 36W |  | S(G) - Greenhouse Gas Emissions | 34.64%
|  |  | Emissions relative to water shipment | 67.95%
Min Satisfaction Value | 0.2
Max Satisfaction Value | 1
Parameters
| Existing System Parameters |  |  |  | Water quantity Calculations |  |  | Pump Parameters
| Centralized Water Treatment Emissions | 0.1 | [kgCO2e/1000L] |  | Five Years | 1825 | days | Pump Selection | Pump C
| Land & Sea Transport of Treated Water | 6.4 | [kgCO2e/1000L] |  | Water Consumption | 549 | L/day | Pump Efficiency | 65%
| Storage and Distribution of water to house | 2408 | [kgCO2e] |  | Water Consumption in Five Years | 1001925 | L
\ |  |  |  |  | Note that the value above assumes that the consumption rate of water is supplied everyday, without any disruption, this is not entirely accurate as our system could have days where consumption is not met yet it provides a good estimate.
Proposed System Parameters
| Storage and distribution of water to house | 2408 | [kgCO2e]
| Local Water Treatment (Calculated for a given power system) | Determined below | [kgCO2e/1000L]
Emissions
|  | Production | Use | Efficiency (if applicable)
| Power Type | [kgCO2e] | [kgCO2e/L diesel burned]
Solar Panels | HES-260 Solar Panel | 496 | n/a | n/a
| SW-80 Solar Panel | 192 | n/a | n/a
| HES-305P Solar Panel | 620 | n/a | n/a
Batteries | 12V Deep Cycle Wet Lead Acid Battery | 240 | n/a | 92%
DC-AC Power Inverter | 2.8KW 12VDC 120VAC Pure Sine Wave Inverter | 100 | n/a | 92%
Generator | 5000 Watt Diesel Generator | 1250 | 3.25 | 35%
Calculations
Baseline System
| Emissions/over a five yr period | 6401.889 | [kgCO2e/5 yrs] | Single Time Emissions | 2408 | [kgCO2e/5 yrs]
| TOTAL EMISSIONS | 8809.889 | [kgCO2e/5 yrs]
Proposed System
Solar Panels
|  | HES-260 Solar Panel | SW-80 Solar Panel | HES-305P Solar Panel
| Number of Panels | 5 | 0 | 0
| Production [kgCO2e] | 496 | 192 | 620
| Total [kgCO2e] | 2480 | 0 | 0
CONSUMPTION - GENERATOR
| Required Diesel Quantity | 494.9344 | [L diesel/5 yrs]
| Emissions | 1608.5367 | [kgCO2e/5 yrs]
Power Selection
| Inverter |  |  | Generator
| HES-260 Solar Panel | SW-80 Solar Panel | HES-305P Solar Panel | 5000 Watt Diesel Generator
| n | n | n | y
| 0 | 0 | 0 | 1608.5367
| kgCO2e | kgCO2e | kgCO2e | kgCO2e/1000L
Component Emissions | 0 | 0 | 0 | 1250
| kgCO2e | kgCO2e | kgCO2e | kgCO2e
Single time emissions | 0 | 0 | 0 | 1250
Water use emissions | 0 | 0 | 0 | 1608.5367
| Total Single Emissions | 4378 | [kgCO2e/5 yrs]
| Total Use Emissions | 1608.5367 | [kgCO2e/5 yrs]
| TOTAL EMISSIONS | 5986.5367 | [kgCO2e/5 yrs]

## Health and Environment
Parameters
| Chlorine | Diesel
Health Severity | 4 | 2
Environmental Severity | 3 | 3
Frequency | 2.6261 | 0.24533
^ I just fabricated this for now. Need maintenance days for diesel
| Health Risk Exposure |  | 10.9949 | Satisfaction % | 32.6522
| Environmental Risk Exposure |  | 8.6142
| Combined Risk Exposure |  | 19.6091

## 5 Year Rainfall Simulation
=(RAND()-0.645)*25+B6
=(B6+B6*((RAND()-0.7)*0.9)+IF((RAND()-0.2)*5<0,0,(RAND()-0.3)*5))
| Year 1 | Year 2 | Year 3 | Year 4 | Year 5 | Random Variation 1 | Random Variation 2 | Random Variaion 3
| 18.8 | 7.8 | 26.9726 | 2.4452 | 21.7417 | 26.9726 | 2.4452 | 21.7417
| 19.8 | 1 | 10.855 | 0 | 16.6509 | 10.855 | -10.6074 | 16.6509
| 0 | 13.4 | 7.0781 | 17.8834 | 0 | 7.0781 | 17.8834 | -11.8774
| 0 | 64.2 | 0 | 73.6626 | 0.51036 | -17.7275 | 73.6626 | 0.51036
| 0 | 32.2 | 0 | 38.0285 | 0 | -11.8979 | 38.0285 | -18.0711
| 5 | 2.8 | 0 | 0 | 9.2785 | -8.3451 | -16.2213 | 9.2785
| 20.4 | 0 | 20.7653 | 0 | 23.3194 | 20.7653 | -3.5034 | 23.3194
| 24.8 | 0 | 34.5165 | 1.92 | 21.5099 | 34.5165 | 1.92 | 21.5099
| 34 | 0.8 | 38.9609 | 0 | 38.3066 | 38.9609 | -9.5335 | 38.3066
| 44.6 | 0 | 31.3877 | 0 | 35.7071 | 31.3877 | -12.8694 | 35.7071
| 14.4 | 0 | 23.7461 | 8.7125 | 30.0281 | 23.7461 | 8.7125 | 30.0281
| 50.2 | 0 | 40.4747 | 0 | 24.5527 | 40.4747 | -7.1059 | 24.5527
| 9.6 | 0 | 14.3762 | 1.2411 | 9.9891 | 14.3762 | 1.2411 | 9.9891
| 5.8 | 0.4 | 0 | 1.6352 | 0.32726 | -10.1519 | 1.6352 | 0.32726
| 1.6 | 35.4 | 0.42085 | 27.8538 | 6.747 | 0.42085 | 27.8538 | 6.747
| 0.8 | 6 | 3.6783 | 2.0201 | 0 | 3.6783 | 2.0201 | -13.0046
| 0 | 20.4 | 0 | 11.0738 | 0 | -7.8471 | 11.0738 | -3.5189
| 2.6 | 16.6 | 0 | 19.0126 | 9.5287 | -10.2844 | 19.0126 | 9.5287
| 1 | 2.6 | 0 | 1.3036 | 0 | -1.7811 | 1.3036 | -8.0467
| 0.6 | 0.4 | 1.7142 | 0 | 0 | 1.7142 | -0.03744 | -15.3434
| 0.8 | 18.4 | 0.34933 | 15.6609 | 10.2319 | 0.34933 | 15.6609 | 10.2319
| 0.6 | 14 | 0 | 24.1967 | 8.4602 | -2.8171 | 24.1967 | 8.4602
| 0 | 90.8 | 0 | 87.5341 | 0 | -3.6518 | 87.5341 | -9.4758
| 0 | 40 | 0 | 26.5574 | 0 | -9.8809 | 26.5574 | -14.3251
| 0 | 1.8 | 0 | 6.3889 | 0 | -15.437 | 6.3889 | -2.8773
| 0 | 2.8 | 0 | 0 | 0 | -19.2914 | -13.836 | -18.9845
| 17.6 | 2.8 | 6.3654 | 0 | 13.6471 | 6.3654 | -3.0763 | 13.6471
| 0 | 0 | 4.2816 | 0 | 13.0958 | 4.2816 | -11.2916 | 13.0958
| 0 | 0 | 0 | 0 | 2.4529 | -16.313 | -5.7729 | 2.4529
| 0 | 0.6 | 0 | 7.9765 | 3.9708 | -5.3494 | 7.9765 | 3.9708
| 2.6 | 5.8 | 0 | 0 | 0 | -14.6899 | -6.219 | -4.0792
| 2.6 | 8 | 5.2894 | 10.0333 | 11.6677 | 5.2894 | 10.0333 | 11.6677
| 0 | 27 | 0 | 22.6116 | 0 | -11.7161 | 22.6116 | -11.4502
| 0 | 0.6 | 9.1043 | 11.0787 | 6.9862 | 9.1043 | 11.0787 | 6.9862
| 0 | 36 | 0 | 32.2296 | 7.6158 | -6.6662 | 32.2296 | 7.6158
| 0 | 27.2 | 0 | 26.8007 | 0 | -14.5576 | 26.8007 | -9.1062
| 0 | 28.2 | 0 | 37.9728 | 0 | -6.7382 | 37.9728 | -11.8201
| 0 | 39.2 | 6.1251 | 44.0466 | 9.2892 | 6.1251 | 44.0466 | 9.2892
| 0 | 6.6 | 1.4573 | 8.0747 | 0 | 1.4573 | 8.0747 | -12.2247
| 12.2 | 3.2 | 17.0856 | 0 | 0 | 17.0856 | -11.2578 | -0.014144
| 13.4 | 0.2 | 15.2874 | 10.3731 | 6.322 | 15.2874 | 10.3731 | 6.322
| 46.6 | 19.6 | 52.5059 | 8.3741 | 51.0063 | 52.5059 | 8.3741 | 51.0063
| 16.8 | 30.4 | 19.2687 | 12.3029 | 12.0898 | 19.2687 | 12.3029 | 12.0898
| 15.6 | 19 | 22.0958 | 13.6564 | 23.9323 | 22.0958 | 13.6564 | 23.9323
| 3 | 0.2 | 0 | 2.3795 | 9.4667 | -8.6372 | 2.3795 | 9.4667
| 11.6 | 0 | 0 | 0 | 0 | -3.5537 | -8.7299 | -8.3107
| 19 | 0 | 28.2611 | 0 | 26.7702 | 28.2611 | -15.8936 | 26.7702
| 9.2 | 0 | 8.485 | 10.2843 | 18.3 | 8.485 | 10.2843 | 18.3
| 12.6 | 4 | 6.4768 | 0 | 15.3937 | 6.4768 | -12.1287 | 15.3937
| 21.8 | 11 | 18.5441 | 10.9195 | 2.5992 | 18.5441 | 10.9195 | 2.5992
| 2.4 | 0.4 | 12.1613 | 8.3984 | 0 | 12.1613 | 8.3984 | -1.5683
| 0.8 | 0 | 4.6469 | 0 | 0 | 4.6469 | -11.8374 | -2.3258
| 4.8 | 0 | 0 | 7.6514 | 0 | -0.10129 | 7.6514 | -18.8786
| 14.6 | 0 | 14.9337 | 0 | 5.299 | 14.9337 | -15.9155 | 5.299
| 6.8 | 0.2 | 8.5924 | 2.7466 | 14.9198 | 8.5924 | 2.7466 | 14.9198
| 0 | 4.6 | 8.2567 | 0 | 5.4383 | 8.2567 | -9.3206 | 5.4383
| 0.8 | 8.8 | 0 | 0 | 9.281 | -4.7958 | -6.0905 | 9.281
| 0 | 0.4 | 0 | 0 | 0 | -4.2341 | -3.0074 | -12.2653
| 0.4 | 0 | 8.015 | 0 | 8.3138 | 8.015 | -11.9149 | 8.3138
| 2 | 1.2 | 0 | 0 | 5.3451 | -14.6515 | -8.672 | 5.3451
| 19 | 0 | 18.5409 | 3.6057 | 1.5076 | 18.5409 | 3.6057 | 1.5076
| 1 | 0 | 0 | 0 | 8.4002 | -7.7292 | -1.0704 | 8.4002
| 2.4 | 0.4 | 4.0241 | 7.1641 | 0 | 4.0241 | 7.1641 | -12.0887
| 23.8 | 1.8 | 16.4326 | 10.1791 | 15.7387 | 16.4326 | 10.1791 | 15.7387
| 8.6 | 0.8 | 18.3779 | 5.6934 | 27.3158 | 18.3779 | 5.6934 | 27.3158
| 34 | 0 | 24.4408 | 0 | 12.159 | 24.4408 | -12.0528 | 12.159
| 52.4 | 0.4 | 61.4911 | 0 | 68.412 | 61.4911 | -8.3741 | 68.412
| 10.6 | 0.4 | 1.7022 | 10.9971 | 7.2459 | 1.7022 | 10.9971 | 7.2459
| 2.4 | 2.8 | 11.6176 | 0 | 21.0404 | 11.6176 | -0.856 | 21.0404
| 0 | 13.6 | 0 | 20.8444 | 5.7465 | -12.5464 | 20.8444 | 5.7465
| 2.8 | 8.6 | 0 | 6.714 | 0 | -15.8281 | 6.714 | -4.8557
| 20.2 | 17.4 | 8.885 | 10.2003 | 14.9488 | 8.885 | 10.2003 | 14.9488
| 13.8 | 0.6 | 18.7738 | 0 | 7.3064 | 18.7738 | -10.818 | 7.3064
| 22.8 | 0 | 16.9625 | 2.533 | 18.4203 | 16.9625 | 2.533 | 18.4203
| 5.4 | 0 | 0 | 0 | 0 | -3.0238 | -1.3534 | -11.9036
| 0.4 | 0 | 0 | 7.874 | 4.8737 | -7.4097 | 7.874 | 4.8737
| 31 | 31 | 23.5152 | 34.0348 | 27.2522 | 23.5152 | 34.0348 | 27.2522
| 1.6 | 35.4 | 0 | 34.1069 | 8.3056 | -4.8183 | 34.1069 | 8.3056
| 1.6 | 28.6 | 0 | 25.3186 | 0 | -0.088945 | 25.3186 | -17.7801
| 7.6 | 0 | 2.453 | 0 | 0 | 2.453 | -14.7262 | -5.0134
| 2.6 | 7 | 0 | 17.3921 | 7.4238 | -7.4158 | 17.3921 | 7.4238
| 0 | 9.6 | 0 | 0 | 0 | -9.0791 | -3.4329 | -16.0765
| 4 | 18.2 | 0 | 10.2844 | 0.64098 | -8.9641 | 10.2844 | 0.64098
| 31 | 104.4 | 26.941 | 87.9544 | 17.8123 | 26.941 | 87.9544 | 17.8123
| 0.2 | 33.2 | 6.454 | 41.1483 | 0 | 6.454 | 41.1483 | -12.6529
| 4.4 | 26.2 | 7.8201 | 16.4359 | 0 | 7.8201 | 16.4359 | -6.9639
| 23.6 | 68.8 | 23.028 | 72.24 | 31.9603 | 23.028 | 72.24 | 31.9603
| 41.6 | 10 | 41.2953 | 20.0695 | 46.1663 | 41.2953 | 20.0695 | 46.1663
| 3 | 37.7 | 0 | 19.3562 | 0 | -9.784 | 19.3562 | -2.618
| 0 | 11.6 | 0 | 11.3964 | 0 | -1.0233 | 11.3964 | -5.4245
| 0 | 0 | 0 | 2.9697 | 10.0786 | -7.2133 | 2.9697 | 10.0786
| 5.6 | 33.7 | 12.9465 | 17.6031 | 13.4121 | 12.9465 | 17.6031 | 13.4121
| 20.4 | 9 | 2.3357 | 6.9245 | 11.6728 | 2.3357 | 6.9245 | 11.6728
| 2.6 | 8.4 | 0 | 13.3714 | 0 | -14.8325 | 13.3714 | -16.7009
| 15.9 | 0.6 | 0 | 0 | 0 | -2.005 | -11.8266 | -4.2586
| 9.4 | 0 | 6.0965 | 0 | 0 | 6.0965 | -14.1322 | -12.9458
| 13.6 | 0 | 18.7249 | 1.5172 | 27.3313 | 18.7249 | 1.5172 | 27.3313
| 5.6 | 0 | 12.523 | 4.3207 | 0.62415 | 12.523 | 4.3207 | 0.62415
| 0 | 3.2 | 0 | 2.5513 | 0 | -15.0469 | 2.5513 | -9.0806
| 16.6 | 40.2 | 6.7481 | 30.3984 | 11.5636 | 6.7481 | 30.3984 | 11.5636
| 0 | 9.2 | 0 | 8.2693 | 6.1282 | -15.9877 | 8.2693 | 6.1282
| 0 | 24.4 | 1.8092 | 34.8478 | 12.0919 | 1.8092 | 34.8478 | 12.0919
| 0 | 16.2 | 0 | 3.1904 | 0 | -12.5857 | 3.1904 | -6.9424
| 14.8 | 1.5 | 5.2021 | 3.4653 | 0 | 5.2021 | 3.4653 | -9.6025
| 20.8 | 37.2 | 18.613 | 18.8298 | 3.4848 | 18.613 | 18.8298 | 3.4848
| 37.4 | 3 | 39.9133 | 9.7672 | 47.525 | 39.9133 | 9.7672 | 47.525
| 9.8 | 0 | 0 | 0.70205 | 0 | -7.6324 | 0.70205 | -15.4276
| 1.9 | 0 | 0 | 0 | 5.3993 | -10.2702 | -5.4925 | 5.3993
| 21 | 0 | 14.9834 | 1.6687 | 19.8285 | 14.9834 | 1.6687 | 19.8285
| 30 | 1.1 | 35.1092 | 0 | 18.7279 | 35.1092 | -0.74164 | 18.7279
| 0 | 0.4 | 0 | 0 | 3.8577 | -7.582 | -13.9252 | 3.8577
| 4.4 | 8.2 | 3.5323 | 16.4092 | 14.109 | 3.5323 | 16.4092 | 14.109
| 12.8 | 8.4 | 2.8214 | 0 | 0.84019 | 2.8214 | -7.3751 | 0.84019
| 26 | 1.8 | 31.184 | 0 | 39.108 | 31.184 | -16.5487 | 39.108
| 1.8 | 0 | 6.1219 | 0 | 16.4742 | 6.1219 | -18.7893 | 16.4742
| 35 | 4.2 | 38.8349 | 12.3758 | 38.4347 | 38.8349 | 12.3758 | 38.4347
| 7.2 | 22.4 | 0 | 19.2382 | 2.4513 | -3.0865 | 19.2382 | 2.4513
| 0.8 | 15.4 | 5.1754 | 25.8629 | 6.6443 | 5.1754 | 25.8629 | 6.6443
| 0.1 | 27.6 | 0 | 9.1006 | 0 | -9.4067 | 9.1006 | -15.7791
| 0 | 4.8 | 0 | 10.6317 | 0 | -7.5086 | 10.6317 | -10.4396
| 0 | 0.8 | 0 | 6.754 | 3.2635 | -9.3862 | 6.754 | 3.2635
| 2 | 0 | 0 | 7.545 | 0 | -9.3193 | 7.545 | -4.1545
| 4.6 | 0 | 0 | 0 | 0 | -7.5327 | -3.1929 | -8.503
| 3.8 | 19.8 | 0 | 21.6054 | 0 | -13.2683 | 21.6054 | -11.7554
| 0 | 0.4 | 0 | 0 | 0 | -15.7626 | -16.6324 | -2.7678
| 0 | 0 | 9.5399 | 0 | 0 | 9.5399 | -16.3473 | -9.5857
| 0 | 0 | 0 | 0 | 6.4526 | -17.3722 | -9.0686 | 6.4526
| 0 | 0 | 5.335 | 0 | 0 | 5.335 | -16.2835 | -1.1019
| 0 | 0 | 0 | 0 | 0.49165 | -15.6867 | -18.0454 | 0.49165
| 0.2 | 0.4 | 0 | 7.9561 | 3.4131 | -18.4015 | 7.9561 | 3.4131
| 0 | 0 | 0 | 0 | 7.47 | -1.1458 | -2.7907 | 7.47
| 0.2 | 0 | 2.8942 | 0 | 0 | 2.8942 | -17.5264 | -5.0075
| 0 | 0 | 0 | 0 | 0 | -1.9663 | -3.7412 | -7.5263
| 0 | 0 | 3.2761 | 0 | 0 | 3.2761 | -6.5072 | -13.6665
| 0 | 0 | 10.3309 | 0 | 9.2047 | 10.3309 | -2.0402 | 9.2047
| 2.8 | 0.2 | 8.4768 | 3.0308 | 0 | 8.4768 | 3.0308 | -7.4932
| 0 | 0 | 0 | 6.8802 | 0 | -15.6475 | 6.8802 | -13.2992
| 0 | 0 | 0.32102 | 0 | 9.2216 | 0.32102 | -16.5654 | 9.2216
| 0 | 0 | 1.7759 | 0 | 5.309 | 1.7759 | -9.3523 | 5.309
| 0 | 0 | 0 | 0 | 0 | -8.7625 | -17.3319 | -1.1269
| 8.2 | 0 | 2.6528 | 0 | 2.142 | 2.6528 | -18.2144 | 2.142
| 29.6 | 0.2 | 15.1628 | 8.5086 | 2.4997 | 15.1628 | 8.5086 | 2.4997
| 0.8 | 0.2 | 0 | 0 | 0 | -16.9106 | -11.5823 | -0.37241
| 5.2 | 0 | 8.4573 | 0 | 10.8219 | 8.4573 | -8.0511 | 10.8219
| 23.4 | 0 | 19.0493 | 0 | 25.4912 | 19.0493 | -17.8257 | 25.4912
| 0 | 0 | 0 | 0 | 4.3538 | -3.9807 | -15.7675 | 4.3538
| 4.4 | 0 | 0 | 0 | 0 | -9.2309 | -14.2065 | -14.6098
| 0 | 0 | 0 | 0.21195 | 5.878 | -11.6789 | 0.21195 | 5.878
| 0 | 0 | 0 | 0 | 0 | -14.978 | -4.1811 | -12.3969
| 0 | 0 | 2.6466 | 8.1021 | 0 | 2.6466 | 8.1021 | -5.044
| 0 | 0 | 0.29602 | 0 | 6.7453 | 0.29602 | -11.7597 | 6.7453
| 0 | 7.4 | 0 | 17.8977 | 1.7083 | -18.3045 | 17.8977 | 1.7083
| 0 | 2.8 | 9.4657 | 0 | 0 | 9.4657 | -10.3676 | -7.0855
| 0 | 0 | 0 | 0 | 1.6391 | -6.0932 | -5.7303 | 1.6391
| 0 | 0 | 0 | 1.7347 | 0 | -13.7629 | 1.7347 | -5.5071
| 0 | 0 | 0 | 3.6205 | 4.0967 | -5.127 | 3.6205 | 4.0967
| 0 | 0 | 0 | 0 | 6.2049 | -0.59941 | -5.6484 | 6.2049
| 0 | 0 | 0 | 0.98045 | 0 | -1.342 | 0.98045 | -0.070357
| 0.2 | 0 | 0 | 8.2538 | 0 | -4.9485 | 8.2538 | -5.6343
| 0 | 0 | 3.6908 | 0 | 1.8032 | 3.6908 | -0.29286 | 1.8032
| 0 | 0 | 1.5726 | 8.7479 | 10.7195 | 1.5726 | 8.7479 | 10.7195
| 0 | 0 | 0 | 0 | 0 | -12.7774 | -16.8387 | -13.3914
| 0 | 0 | 0 | 0 | 0 | -15.4266 | -17.4659 | -1.8326
| 0 | 0 | 0 | 1.0689 | 0 | -7.5337 | 1.0689 | -9.3365
| 3.6 | 0 | 6.4879 | 0 | 16.0476 | 6.4879 | -7.0284 | 16.0476
| 0 | 0 | 0 | 8.7948 | 8.5821 | -12.0462 | 8.7948 | 8.5821
| 0 | 0 | 0 | 1.4315 | 0 | -7.8985 | 1.4315 | -11.3549
| 0 | 0 | 4.8175 | 0 | 0 | 4.8175 | -9.0969 | -8.6569
| 1.6 | 7 | 10.792 | 0 | 0 | 10.792 | -0.45282 | -0.0895
| 20.8 | 0 | 29.9972 | 0 | 39.1014 | 29.9972 | -8.6021 | 39.1014
| 3.2 | 0 | 0 | 0 | 8.6468 | -9.9194 | -9.7239 | 8.6468
| 1.2 | 0 | 0 | 0 | 0 | -12.0755 | -17.8968 | -11.2544
| 0 | 0 | 0 | 0 | 0 | -0.32102 | -15.133 | -6.073
| 15.4 | 1.4 | 0 | 4.1983 | 3.9302 | -2.6236 | 4.1983 | 3.9302
| 1.2 | 13.4 | 5.6864 | 17.2283 | 15.9537 | 5.6864 | 17.2283 | 15.9537
| 0 | 4 | 2.7419 | 0 | 0 | 2.7419 | -13.7677 | -9.7957
| 5.8 | 0 | 11.5483 | 0 | 9.6932 | 11.5483 | -11.7212 | 9.6932
| 20.4 | 0 | 30.1274 | 0 | 11.9991 | 30.1274 | -11.4427 | 11.9991
| 20.4 | 0 | 3.029 | 0 | 0 | 3.029 | -10.8038 | -12.3392
| 0.6 | 0 | 0 | 6.3169 | 8.582 | -2.5008 | 6.3169 | 8.582
| 0 | 0 | 0 | 0 | 0 | -1.1579 | -7.6386 | -1.4103
| 0 | 0 | 0 | 0 | 0 | -13.8841 | -1.3413 | -4.5827
| 1.8 | 0 | 0 | 0 | 0 | -3.0409 | -1.2129 | -6.5397
| 6.2 | 0 | 0 | 0 | 0 | -11.9788 | -10.8974 | -8.0482
| 9.4 | 0 | 0 | 0 | 10.5204 | -4.6247 | -17.8479 | 10.5204
| 26.6 | 0 | 36.295 | 4.2139 | 27.5607 | 36.295 | 4.2139 | 27.5607
| 13.6 | 0 | 19.2149 | 4.5697 | 7.3713 | 19.2149 | 4.5697 | 7.3713
| 0 | 0.2 | 0 | 0 | 2.4871 | -9.0262 | -0.073009 | 2.4871
| 0 | 0 | 0 | 0 | 0 | -13.0146 | -6.1523 | -7.6859
| 0 | 1 | 0 | 2.9956 | 5.1005 | -1.2344 | 2.9956 | 5.1005
| 0 | 1.2 | 6.2163 | 0 | 2.1119 | 6.2163 | -6.9019 | 2.1119
| 0 | 2.4 | 0 | 0 | 0 | -2.7544 | -5.4047 | -11.4604
| 0 | 4 | 0 | 0 | 3.3166 | -12.7675 | -2.8439 | 3.3166
| 0 | 0 | 0 | 0 | 0 | -15.3089 | -5.7422 | -12.1001
| 0 | 0 | 0 | 5.0398 | 4.4347 | -3.1398 | 5.0398 | 4.4347
| 0 | 0 | 0 | 0 | 0.35689 | -14.7244 | -13.1936 | 0.35689
| 0 | 0 | 9.3963 | 0 | 0 | 9.3963 | -17.2096 | -8.9859
| 0 | 0 | 4.4185 | 0 | 0 | 4.4185 | -12.9312 | -13.5508
| 37 | 0 | 37.2492 | 0 | 47.8581 | 37.2492 | -8.6417 | 47.8581
| 1.8 | 0 | 0 | 5.5179 | 6.1479 | -0.4804 | 5.5179 | 6.1479
| 0 | 0.6 | 0 | 0 | 8.8322 | -11.947 | -15.6396 | 8.8322
| 0 | 0 | 0 | 0 | 4.5836 | -15.0551 | -6.4871 | 4.5836
| 8 | 0 | 12.4691 | 0 | 12.6947 | 12.4691 | -10.5919 | 12.6947
| 18.2 | 8.4 | 24.3312 | 0 | 19.0194 | 24.3312 | -1.4619 | 19.0194
| 0.6 | 4 | 0 | 0.31482 | 2.4765 | -5.9558 | 0.31482 | 2.4765
| 0 | 4.2 | 0 | 0 | 0 | -18.7577 | -10.5784 | -4.7666
| 0 | 0 | 0 | 0 | 0 | -18.5518 | -19.0208 | -9.9028
| 0 | 0 | 0 | 0 | 0 | -10.4844 | -14.8338 | -16.2902
| 0 | 0 | 0 | 0 | 2.0961 | -5.7969 | -6.4752 | 2.0961
| 0 | 0 | 0 | 0 | 6.5557 | -8.628 | -1.7105 | 6.5557
| 0 | 0 | 6.7043 | 0 | 0 | 6.7043 | -17.0352 | -2.2478
| 0 | 0 | 0.92008 | 0 | 0 | 0.92008 | -15.4942 | -3.8619
| 0 | 0 | 0 | 0 | 7.6147 | -1.5995 | -5.2257 | 7.6147
| 0 | 0 | 0 | 9.2209 | 0 | -12.2852 | 9.2209 | -15.8315
| 0 | 0 | 7.2068 | 0 | 11.7282 | 7.2068 | -16.2525 | 11.7282
| 0 | 0 | 0 | 0 | 0 | -10.9572 | -2.7945 | -4.3038
| 0 | 0 | 0 | 0 | 0 | -17.5418 | -13.5019 | -7.7235
| 0 | 3.2 | 0 | 0 | 0 | -14.772 | -12.7325 | -16.7289
| 0 | 14.6 | 0 | 22.9388 | 0 | -4.933 | 22.9388 | -6.2287
| 0 | 24.4 | 5.4567 | 25.3941 | 0 | 5.4567 | 25.3941 | -13.6653
| 0 | 1.8 | 0 | 0 | 0 | -8.0088 | -7.6018 | -15.2297
| 0 | 0 | 8.6801 | 5.8034 | 14.6429 | 8.6801 | 5.8034 | 14.6429
| 0 | 0 | 0 | 0 | 4.1985 | -1.1059 | -16.9009 | 4.1985
| 0 | 0 | 2.0466 | 8.8419 | 10.5017 | 2.0466 | 8.8419 | 10.5017
| 0 | 0 | 0 | 2.3179 | 0 | -14.0735 | 2.3179 | -7.901
| 0 | 0 | 0.69575 | 0 | 3.2938 | 0.69575 | -16.509 | 3.2938
| 0 | 0 | 0 | 0 | 0 | -1.1877 | -17.9686 | -13.5224
| 0 | 0 | 0 | 0 | 3.129 | -15.4066 | -18.2868 | 3.129
| 0 | 0 | 0 | 7.1899 | 4.962 | -17.9509 | 7.1899 | 4.962
| 0 | 0 | 0 | 0 | 0 | -13.7925 | -1.5753 | -6.2662
| 0 | 0 | 0 | 7.4916 | 1.268 | -4.419 | 7.4916 | 1.268
| 0 | 0 | 6.0552 | 0 | 14.5247 | 6.0552 | -8.7642 | 14.5247
| 0 | 0 | 1.5644 | 9.5594 | 0 | 1.5644 | 9.5594 | -4.6728
| 0 | 0 | 0 | 10.3149 | 0 | -11.3124 | 10.3149 | -1.5999
| 0 | 0 | 0 | 5.5651 | 0.76229 | -11.1059 | 5.5651 | 0.76229
| 0 | 0 | 0 | 0 | 5.8151 | -1.992 | -16.3957 | 5.8151
| 0 | 0 | 0 | 9.1421 | 0 | -9.2485 | 9.1421 | -3.5453
| 0 | 0 | 0 | 8.6921 | 4.7727 | -13.721 | 8.6921 | 4.7727
| 0 | 2.8 | 0 | 1.0942 | 0 | -10.4375 | 1.0942 | -0.16674
| 0.4 | 10.4 | 4.6795 | 0.86947 | 0 | 4.6795 | 0.86947 | -9.0202
| 7.8 | 33.4 | 5.0208 | 26.8667 | 0 | 5.0208 | 26.8667 | -11.9138
| 3.6 | 26 | 0 | 20.8818 | 4.4993 | -14.7301 | 20.8818 | 4.4993
| 10.6 | 6 | 0.016474 | 0 | 0 | 0.016474 | -9.5384 | -13.7768
| 3.2 | 15.8 | 0 | 0 | 0 | -0.28412 | -3.3167 | -15.3085
| 6.2 | 0.8 | 7.2067 | 0 | 16.0249 | 7.2067 | -13.6719 | 16.0249
| 0 | 2.4 | 0 | 6.6077 | 8.2419 | -4.4104 | 6.6077 | 8.2419
| 0 | 0 | 6.2695 | 1.6266 | 0 | 6.2695 | 1.6266 | -5.8144
| 0 | 1.6 | 4.6696 | 6.4745 | 10.5996 | 4.6696 | 6.4745 | 10.5996
| 0 | 0 | 2.2062 | 5.9635 | 2.6936 | 2.2062 | 5.9635 | 2.6936
| 0 | 29.6 | 0 | 22.7676 | 7.4051 | -8.0387 | 22.7676 | 7.4051
| 0 | 13 | 0 | 11.6645 | 1.9745 | -0.70174 | 11.6645 | 1.9745
| 0 | 1.4 | 0 | 0 | 0 | -11.0571 | -13.6272 | -4.6164
| 0 | 0 | 0 | 0 | 9.6997 | -0.081007 | -9.0071 | 9.6997
| 0 | 0 | 3.8085 | 0 | 0 | 3.8085 | -18.8027 | -12.916
| 0 | 0 | 0 | 4.2892 | 0 | -15.9958 | 4.2892 | -14.0727
| 0 | 0 | 7.7312 | 0 | 0 | 7.7312 | -16.7999 | -3.4833
| 0 | 0 | 0 | 9.9249 | 0 | -4.5302 | 9.9249 | -9.5514
| 0 | 2 | 9.899 | 3.3181 | 0 | 9.899 | 3.3181 | -7.697
| 0 | 4 | 0 | 0 | 5.0662 | -0.13432 | -10.7856 | 5.0662
| 0 | 2.8 | 0 | 0 | 1.5415 | -16.5948 | -1.583 | 1.5415
| 26.4 | 46.4 | 16.9558 | 35.0588 | 7.5809 | 16.9558 | 35.0588 | 7.5809
| 0.4 | 86.8 | 0 | 94.578 | 0 | -11.1835 | 94.578 | -3.3007
| 0 | 1.4 | 9.5778 | 0 | 0.019105 | 9.5778 | -8.3325 | 0.019105
| 2 | 4.2 | 8.8025 | 9.2289 | 0 | 8.8025 | 9.2289 | -9.2134
| 12.4 | 39.8 | 0 | 30.3225 | 0 | -6.6352 | 30.3225 | -5.5338
| 29.4 | 29.8 | 39.5096 | 12.144 | 26.5312 | 39.5096 | 12.144 | 26.5312
| 1.6 | 11.8 | 0 | 0 | 7.2973 | -7.7773 | -4.9116 | 7.2973
| 0.6 | 1.6 | 0 | 0 | 8.9706 | -18.2082 | -13.6664 | 8.9706
| 8.2 | 0 | 0 | 5.0619 | 0 | -2.7062 | 5.0619 | -0.63865
| 0 | 0 | 0 | 0 | 4.7668 | -16.4728 | -13.4881 | 4.7668
| 12.4 | 0 | 0 | 0 | 0 | -4.7886 | -7.8869 | -9.1253
| 5.6 | 0 | 0 | 1.7272 | 0 | -0.6333 | 1.7272 | -19.2913
| 0 | 0 | 0 | 0 | 0 | -7.7321 | -3.9162 | -17.1185
| 0 | 0 | 9.2024 | 0 | 0 | 9.2024 | -14.3702 | -8.1226
| 0 | 0 | 0 | 8.7454 | 2.573 | -10.9871 | 8.7454 | 2.573
| 57.8 | 0 | 55.5072 | 0 | 63.23 | 55.5072 | -5.8018 | 63.23
| 6 | 0 | 13.117 | 8.2042 | 21.1601 | 13.117 | 8.2042 | 21.1601
| 9.2 | 0 | 0 | 7.0131 | 0 | -1.3932 | 7.0131 | -8.1067
| 0.4 | 4 | 0 | 0 | 10.6419 | -9.6983 | -14.2195 | 10.6419
| 0 | 15.6 | 0 | 7.9054 | 4.4498 | -9.4523 | 7.9054 | 4.4498
| 1.4 | 9.2 | 0 | 1.5667 | 0 | -9.3055 | 1.5667 | -18.2775
| 1.8 | 26.4 | 0 | 35.0698 | 10.5439 | -9.5611 | 35.0698 | 10.5439
| 17.8 | 27 | 21.472 | 33.7788 | 27.8826 | 21.472 | 33.7788 | 27.8826
| 15.4 | 37.6 | 8.4579 | 22.4797 | 0 | 8.4579 | 22.4797 | -6.4371
| 33 | 0.8 | 40.9396 | 0 | 26.7066 | 40.9396 | -0.54653 | 26.7066
| 31.4 | 0.6 | 30.6687 | 0 | 39.4027 | 30.6687 | -7.2053 | 39.4027
| 28.4 | 0 | 30.0048 | 0 | 14.8027 | 30.0048 | -15.4328 | 14.8027
| 6.4 | 0 | 2.6917 | 0 | 0 | 2.6917 | -17.1654 | -1.6758
| 17.2 | 14.2 | 7.8268 | 0 | 0 | 7.8268 | -2.3014 | -9.512
| 27 | 6.4 | 34.0313 | 0 | 33.8891 | 34.0313 | -12.6043 | 33.8891
| 16.8 | 23.4 | 5.607 | 31.8137 | 4.015 | 5.607 | 31.8137 | 4.015
| 46.2 | 0.6 | 32.5168 | 0 | 37.2136 | 32.5168 | -14.3563 | 37.2136
| 10.8 | 10.2 | 4.9866 | 0 | 0 | 4.9866 | -3.7305 | -6.755
| 40.2 | 4 | 38.1436 | 0 | 37.5774 | 38.1436 | -11.7874 | 37.5774
| 21.4 | 9.8 | 28.3985 | 0.98019 | 22.164 | 28.3985 | 0.98019 | 22.164
| 9.4 | 0 | 0 | 0 | 0 | -8.6001 | -6.1443 | -4.9266
| 1.6 | 5.8 | 0 | 1.165 | 9.6039 | -4.3554 | 1.165 | 9.6039
| 21.8 | 4 | 8.793 | 0 | 5.902 | 8.793 | -1.3455 | 5.902
| 2.4 | 0 | 0 | 3.4611 | 0 | -1.9813 | 3.4611 | -1.293
| 33.6 | 6.8 | 35.0139 | 0.61939 | 41.9518 | 35.0139 | 0.61939 | 41.9518
| 24.4 | 39 | 16.9892 | 33.8043 | 0 | 16.9892 | 33.8043 | -0.62051
| 7 | 40.6 | 16.0468 | 44.0922 | 10.9575 | 16.0468 | 44.0922 | 10.9575
| 9 | 35.4 | 0 | 17.5861 | 0 | -2.9651 | 17.5861 | -5.6081
| 15 | 21.2 | 11.0335 | 31.3778 | 9.1395 | 11.0335 | 31.3778 | 9.1395
| 6.4 | 1.2 | 0 | 0 | 0 | -4.9756 | -17.2938 | -0.68911
| 37.6 | 0 | 22.7781 | 0 | 29.0579 | 22.7781 | -2.4559 | 29.0579
| 35.2 | 0 | 30.4478 | 0 | 35.2311 | 30.4478 | -4.58 | 35.2311
| 9 | 3.4 | 10.244 | 13.3778 | 7.2173 | 10.244 | 13.3778 | 7.2173
| 4.4 | 6 | 0 | 12.7847 | 0 | -11.5784 | 12.7847 | -5.5288
| 20.2 | 44.2 | 11.352 | 45.377 | 17.2659 | 11.352 | 45.377 | 17.2659
| 1.4 | 2.2 | 0 | 4.9201 | 0 | -3.8665 | 4.9201 | -7.634
| 34 | 1.6 | 44.3481 | 0 | 50.4468 | 44.3481 | -8.9992 | 50.4468
| 0 | 0 | 2.5759 | 0 | 5.6814 | 2.5759 | -11.6964 | 5.6814
| 0 | 20.5 | 0 | 3.2812 | 0.44969 | -16.2348 | 3.2812 | 0.44969
| 0 | 18.8 | 0 | 27.2482 | 0 | -9.6993 | 27.2482 | -14.5366
| 0 | 59 | 0.53827 | 42.6102 | 0 | 0.53827 | 42.6102 | -10.256
| 0 | 11.4 | 0.44197 | 3.9507 | 2.5804 | 0.44197 | 3.9507 | 2.5804
| 0 | 0.6 | 0 | 0 | 3.0214 | -8.4653 | -6.2047 | 3.0214
| 0 | 6 | 5.105 | 3.4195 | 0 | 5.105 | 3.4195 | -6.8835
| 0 | 55.4 | 0 | 46.7501 | 0 | -18.4242 | 46.7501 | -0.036095
| 0 | 6.2 | 1.2115 | 0 | 0 | 1.2115 | -1.6047 | -11.7831
| 0 | 0 | 0 | 4.4111 | 1.8067 | -15.9841 | 4.4111 | 1.8067
| 3.4 | 0 | 0.48012 | 0 | 10.0822 | 0.48012 | -3.4205 | 10.0822
| 29.4 | 0 | 31.7619 | 0 | 29.0016 | 31.7619 | -11.1105 | 29.0016
| 32.8 | 0 | 39.4991 | 0.95502 | 30.1256 | 39.4991 | 0.95502 | 30.1256
| 25.6 | 0 | 8.7044 | 0 | 18.6693 | 8.7044 | -5.251 | 18.6693
| 15.2 | 0 | 22.3689 | 0 | 11.3789 | 22.3689 | -17.558 | 11.3789
| 60.6 | 0 | 42.1056 | 8.8501 | 28.8446 | 42.1056 | 8.8501 | 28.8446
| 15 | 0 | 19.071 | 0 | 27.1949 | 19.071 | -7.9267 | 27.1949
| 43 | 0 | 31.5765 | 4.2132 | 40.0257 | 31.5765 | 4.2132 | 40.0257
| 15 | 0 | 0.84524 | 0 | 1.0009 | 0.84524 | -14.6896 | 1.0009
| 0 | 0 | 3.0632 | 0 | 0 | 3.0632 | -0.3846 | -3.6008
| 0 | 0 | 0 | 0 | 0 | -11.7203 | -6.1468 | -17.6484
| 0 | 13 | 0 | 17.519 | 9.8471 | -14.9666 | 17.519 | 9.8471
| 0 | 34.6 | 5.4561 | 17.1929 | 6.1858 | 5.4561 | 17.1929 | 6.1858
| 0 | 27.4 | 0 | 22.3387 | 0 | -11.5757 | 22.3387 | -5.8778
| 0 | 32.6 | 0 | 42.486 | 3.2515 | -16.6009 | 42.486 | 3.2515
| 1.2 | 27.2 | 0 | 18.6871 | 0 | -12.8172 | 18.6871 | -4.1931
| 45.4 | 33.8 | 51.805 | 14.4772 | 42.0589 | 51.805 | 14.4772 | 42.0589
| 0.8 | 22.4 | 10.844 | 31.95 | 3.7267 | 10.844 | 31.95 | 3.7267
| 15.2 | 37.2 | 7.0059 | 21.6793 | 13.1338 | 7.0059 | 21.6793 | 13.1338
| 48.6 | 27 | 49.83 | 17.6695 | 33.5046 | 49.83 | 17.6695 | 33.5046
| 34.2 | 4.8 | 24.926 | 0 | 18.8849 | 24.926 | -11.4963 | 18.8849
| 4.4 | 12.2 | 5.8762 | 14.0602 | 0 | 5.8762 | 14.0602 | -8.3948
| 17.8 | 3.4 | 15.8166 | 0 | 4.6706 | 15.8166 | -2.356 | 4.6706
| 1.4 | 23.8 | 7.2733 | 18.8313 | 13.8046 | 7.2733 | 18.8313 | 13.8046
| 1 | 0 | 0 | 5.8245 | 0.67024 | -5.3247 | 5.8245 | 0.67024
| 0 | 2.4 | 0 | 6.6202 | 3.4258 | -19.0652 | 6.6202 | 3.4258
| 9 | 3 | 16.2855 | 5.355 | 7.449 | 16.2855 | 5.355 | 7.449
| 20.2 | 2.2 | 20.3704 | 0.60414 | 27.5949 | 20.3704 | 0.60414 | 27.5949
| 0.8 | 21.8 | 0 | 19.8788 | 3.9805 | -11.7164 | 19.8788 | 3.9805
| 24.6 | 25.5 | 5.7016 | 34.163 | 3.0584 | 5.7016 | 34.163 | 3.0584
| 0 | 31.8 | 3.7379 | 14.8073 | 4.0081 | 3.7379 | 14.8073 | 4.0081
| 0 | 22.6 | 0 | 7.0086 | 0 | -5.9742 | 7.0086 | -9.9092
| 8.8 | 9 | 15.3107 | 0 | 0 | 15.3107 | -4.6814 | -3.2872
| 11.6 | 35.8 | 6.5963 | 33.1538 | 15.0689 | 6.5963 | 33.1538 | 15.0689
| 10 | 9.4 | 0 | 0 | 10.0511 | -3.458 | -4.2318 | 10.0511
| 2.2 | 0 | 0 | 0 | 0 | -6.9503 | -0.25244 | -7.9863
| 0.6 | 0 | 0 | 0 | 0 | -2.3887 | -10.6317 | -0.95522
| 10.2 | 26.2 | 0.93028 | 10.4612 | 0 | 0.93028 | 10.4612 | -6.9021
| 5.4 | 1.6 | 0 | 10.9854 | 5.5029 | -3.8941 | 10.9854 | 5.5029
| 0 | 0.2 | 0 | 0 | 3.971 | -6.9253 | -4.8849 | 3.971
| 0 | 0 | 4.3017 | 0 | 7.0991 | 4.3017 | -7.7917 | 7.0991
| 0 | 0 | 0 | 0 | 0 | -15.4845 | -10.9348 | -18.0589
| 0 | 0 | 0 | 0 | 0 | -7.0807 | -5.3911 | -2.5103
Annual Rainfall | 2785.9 | 2978.2 | 2685.4439 | 2898.6257 | 2871.51

## Week 9 Studio
Paramaters | [7 empty] | Qin | Steady State Volumes
| Diamater of tank, D / m | 0.75 | Time, t / day | Tank Volume, V / m3 | Water height, h / m | Water flow out, Qout / m3 min-1 | Net flow, Qnet / m3 min-1 | 0.005 | 0.00158
| Diameter of nozzle, d / m | 0.02 | 0 | 0 | 0 | 0 | 0.1 | 0.01 | 0.0063
| Initial Volume, V0 / m3 | 0 | 1 | 0.1 | 0.22635 | 0.039723 | 0.060277 | 0.02 | 0.025
| Flowrate in, Qin / m3 min-1 | 0.1 | 2 | 0.16028 | 0.36279 | 0.05029 | 0.04971 | 0.05 | 0.158
| Nozzle Area, A / m2 | 0.00031416 | 3 | 0.20999 | 0.47531 | 0.057563 | 0.042437 | 0.1 | 0.63
| Acelleration due to gravity, g / m s-2 | 9.81 | 4 | 0.25242 | 0.57137 | 0.063112 | 0.036888
| Tank Area, AT / m2 | 0.44179 | 5 | 0.28931 | 0.65487 | 0.067566 | 0.032434
| Maximum tank volume, Vmax / m^3 | 7 | 6 | 0.32175 | 0.72829 | 0.071253 | 0.028747
| Catchment Area, Acatch / m^2 | 50 | 7 | 0.35049 | 0.79336 | 0.074368 | 0.025632
| Flowrate out, Qout / m^3 min^-1 |  | 8 | 0.37613 | 0.85138 | 0.077039 | 0.022961
| Cmin / L day^-1 | 136 | 9 | 0.39909 | 0.90335 | 0.079356 | 0.020644
| Cmax / L day^-1 | 601 | 10 | 0.41973 | 0.95008 | 0.081382 | 0.018618
| C / L day^-1 | 400 | 11 | 0.43835 | 0.99222 | 0.083168 | 0.016832
|  |  | 12 | 0.45518 | 1.0303 | 0.084749 | 0.015251
|  |  | 13 | 0.47043 | 1.0648 | 0.086157 | 0.013843
|  |  | 14 | 0.48427 | 1.0962 | 0.087416 | 0.012584
|  |  | 15 | 0.49686 | 1.1247 | 0.088544 | 0.011456
|  |  | 16 | 0.50831 | 1.1506 | 0.089559 | 0.010441
|  |  | 17 | 0.51876 | 1.1742 | 0.090474 | 0.0095256
|  |  | 18 | 0.52828 | 1.1958 | 0.091301 | 0.0086987
|  |  | 19 | 0.53698 | 1.2155 | 0.09205 | 0.0079501
|  |  | 20 | 0.54493 | 1.2335 | 0.092729 | 0.0072712
Result |  |  | 21 | 0.5522 | 1.2499 | 0.093345 | 0.0066546
|  |  | 22 | 0.55886 | 1.265 | 0.093906 | 0.0060938
|  |  | 23 | 0.56495 | 1.2788 | 0.094417 | 0.0055832
|  |  | 24 | 0.57053 | 1.2914 | 0.094882 | 0.0051178
|  |  | 25 | 0.57565 | 1.303 | 0.095307 | 0.0046932
|  |  | 26 | 0.58034 | 1.3136 | 0.095694 | 0.0043055
|  |  | 27 | 0.58465 | 1.3234 | 0.096049 | 0.0039512
|  |  | 28 | 0.5886 | 1.3323 | 0.096373 | 0.0036272
|  |  | 29 | 0.59223 | 1.3405 | 0.096669 | 0.0033307
|  |  | 30 | 0.59556 | 1.3481 | 0.096941 | 0.0030592
|  |  | 31 | 0.59862 | 1.355 | 0.097189 | 0.0028106
|  |  | 32 | 0.60143 | 1.3614 | 0.097417 | 0.0025827
|  |  | 33 | 0.60401 | 1.3672 | 0.097626 | 0.0023737
|  |  | 34 | 0.60638 | 1.3726 | 0.097818 | 0.0021821
|  |  | 35 | 0.60857 | 1.3775 | 0.097994 | 0.0020062
|  |  | 36 | 0.61057 | 1.3821 | 0.098155 | 0.0018449
|  |  | 37 | 0.61242 | 1.3862 | 0.098303 | 0.0016967
|  |  | 38 | 0.61411 | 1.3901 | 0.098439 | 0.0015606
|  |  | 39 | 0.61567 | 1.3936 | 0.098564 | 0.0014356
|  |  | 40 | 0.61711 | 1.3969 | 0.098679 | 0.0013208
|  |  | 41 | 0.61843 | 1.3998 | 0.098785 | 0.0012152
|  |  | 42 | 0.61965 | 1.4026 | 0.098882 | 0.0011182
|  |  | 43 | 0.62076 | 1.4051 | 0.098971 | 0.001029
|  |  | 44 | 0.62179 | 1.4075 | 0.099053 | 0.00094703
|  |  | 45 | 0.62274 | 1.4096 | 0.099128 | 0.00087162
|  |  | 46 | 0.62361 | 1.4116 | 0.099198 | 0.00080228
|  |  | 47 | 0.62441 | 1.4134 | 0.099262 | 0.00073849
|  |  | 48 | 0.62515 | 1.4151 | 0.09932 | 0.00067981
|  |  | 49 | 0.62583 | 1.4166 | 0.099374 | 0.00062582
|  |  | 50 | 0.62646 | 1.418 | 0.099424 | 0.00057615
|  |  | 51 | 0.62703 | 1.4193 | 0.09947 | 0.00053044
|  |  | 52 | 0.62757 | 1.4205 | 0.099512 | 0.00048837
|  |  | 53 | 0.62805 | 1.4216 | 0.09955 | 0.00044966
|  |  | 54 | 0.6285 | 1.4226 | 0.099586 | 0.00041403
|  |  | 55 | 0.62892 | 1.4236 | 0.099619 | 0.00038123
|  |  | 56 | 0.6293 | 1.4244 | 0.099649 | 0.00035105
|  |  | 57 | 0.62965 | 1.4252 | 0.099677 | 0.00032326
|  |  | 58 | 0.62997 | 1.426 | 0.099702 | 0.00029767
|  |  | 59 | 0.63027 | 1.4266 | 0.099726 | 0.00027412
|  |  | 60 | 0.63054 | 1.4273 | 0.099748 | 0.00025244

## Week 10 Studio
Parameters
Link to another sheet
Calculation
Parameters | [5 empty] | Date | Daily Rainfall / mm | Tank Volume, V / L | Water flow out, Qout / L day-1 | Flow rate in, Qin / L day-1 | Net flow, Qnet / L day-1 | Station to use in model | Station 1 - 2015 | Station 1 - 2014 | Parameters
Diameter of tank | m | 0.75 | [5 empty] | 0 | 0 | 975 | 975 |  |  | Station 1 - 2015 | Roof width | W | 8 | m
Diameter of nozzle | m | 0.02 |  |  |  | 2015-01-01 | 7.8 | 975 | 0 | 125 | 125 |  |  | Station 2 - 2015 | Roof legnth | B | 12 | m
Initial Volume | L | 0 |  |  |  | 2015-01-02 | 1 | 1100 | 0 | 1675 | 1675 |  |  | Station 3 - 2013 | Catchment area | Ac | 96 | m^2
Flowrate in (Qin) | m3 min-1 | 0.1 |  |  |  | 2015-01-03 | 13.4 | 2775 | 0 | 8025 | 8025 |  |  |  | Initial volume | Vi | 0 | m^3
Nozzle Area | m2 | 0.00031416 |  |  |  | 2015-01-04 | 64.2 | 5000 | 0 | 4025 | 4025
Acceleration due to gravity | m s-2 | 9.81 |  |  |  | 2015-01-05 | 32.2 | 5000 | 0 | 350 | 350
Tank Area | m2 | 0.44179 |  |  |  | 2015-01-06 | 2.8 | 5000 | 0 | 0 | 0
Maximum Tank Volume | L | 5000 |  |  |  | 2015-01-07 | 0 | 5000 | 0 | 0 | 0
Catchment Area | m2 | 125 |  |  |  | 2015-01-08 | 0 | 5000 | 0 | 100 | 100
Flowrate out (Qout) | m3 min-1 |  |  |  |  | 2015-01-09 | 0.8 | 5000 | 0 | 0 | 0
Cmin | L day-1 | 136 |  |  |  | 2015-01-10 | 0 | 5000 | 0 | 0 | 0
Cmax | L day-1 | 601 |  |  |  | 2015-01-11 | 0 | 5000 | 0 | 0 | 0
C | L day-1 | 369 |  |  |  | 2015-01-12 | 0 | 5000 | 0 | 0 | 0
[6 empty] | 2015-01-13 | 0 | 5000 | 0 | 50 | 50
[6 empty] | 2015-01-14 | 0.4 | 5000 | 0 | 4425 | 4425
Satisfaction vs Consumption | % | 50.1689 |  |  |  | 2015-01-15 | 35.4 | 5000 | 0 | 750 | 750
[6 empty] | 2015-01-16 | 6 | 5000 | 0 | 2550 | 2550
[6 empty] | 2015-01-17 | 20.4 | 5000 | 0 | 2075 | 2075
Consumption-Satisfaction Values | % |  |  |  |  | 2015-01-18 | 16.6 | 5000 | 0 | 325 | 325
| 1 | 166 |  |  |  | 2015-01-19 | 2.6 | 5000 | 0 | 50 | 50
| 50 | 369 |  |  |  | 2015-01-20 | 0.4 | 5000 | 0 | 2300 | 2300
| 99 | 571 |  |  |  | 2015-01-21 | 18.4 | 5000 | 0 | 1750 | 1750
Result | [5 empty] | 2015-01-22 | 14 | 5000 | 0 | 11350 | 11350
[6 empty] | 2015-01-23 | 90.8 | 5000 | 0 | 5000 | 5000
Zeroes? | 72 |  |  |  |  | 2015-01-24 | 40 | 5000 | 0 | 225 | 225
[6 empty] | 2015-01-25 | 1.8 | 5000 | 0 | 350 | 350
[6 empty] | 2015-01-26 | 2.8 | 5000 | 0 | 350 | 350
[6 empty] | 2015-01-27 | 2.8 | 5000 | 0 | 0 | 0
| 1% | 50% | 99% |  |  | 2015-01-28 | 0 | 5000 | 0 | 0 | 0
Station 1 - 2014 | 5855 | 16650 | 39750 | L |  | 2015-01-29 | 0 | 5000 | 0 | 75 | 75
Station 1 - 2015 | 5852 | 16615 | 39716 | L |  | 2015-01-30 | 0.6 | 5000 | 0 | 725 | 725
Station 2 - 2015 | 8333 | n/a (not enough rain to sustain this level of consumption) | n/a (not enough rain to sustain this level of consumption) | L | (our system would require additional catchment area to sustain this level of consumption) | 2015-01-31 | 5.8 | 5000 | 0 | 1000 | 631
Station 3 - 2013 | 4955 | (somewhere between - computer was glitching so couldn’t see) | ~8100 (no change in days w/o water after this pt) | L |  | 2015-02-01 | 8 | 5000 | 369 | 3375 | 3006
[6 empty] | 2015-02-02 | 27 | 5000 | 369 | 75 | -294
[6 empty] | 2015-02-03 | 0.6 | 4706 | 369 | 4500 | 4131
[6 empty] | 2015-02-04 | 36 | 5000 | 369 | 3400 | 3031
[6 empty] | 2015-02-05 | 27.2 | 5000 | 369 | 3525 | 3156
[6 empty] | 2015-02-06 | 28.2 | 5000 | 369 | 4900 | 4531
[6 empty] | 2015-02-07 | 39.2 | 5000 | 369 | 825 | 456
[6 empty] | 2015-02-08 | 6.6 | 5000 | 369 | 400 | 31
[6 empty] | 2015-02-09 | 3.2 | 5000 | 369 | 25 | -344
[6 empty] | 2015-02-10 | 0.2 | 4656 | 369 | 2450 | 2081
[6 empty] | 2015-02-11 | 19.6 | 5000 | 369 | 3800 | 3431
[6 empty] | 2015-02-12 | 30.4 | 5000 | 369 | 2375 | 2006
[6 empty] | 2015-02-13 | 19 | 5000 | 369 | 25 | -344
[6 empty] | 2015-02-14 | 0.2 | 4656 | 369 | 0 | -369
[6 empty] | 2015-02-15 | 0 | 4287 | 369 | 0 | -369
[6 empty] | 2015-02-16 | 0 | 3918 | 369 | 0 | -369
[6 empty] | 2015-02-17 | 0 | 3549 | 369 | 500 | 131
[6 empty] | 2015-02-18 | 4 | 3680 | 369 | 1375 | 1006
[6 empty] | 2015-02-19 | 11 | 4686 | 369 | 50 | -319
[6 empty] | 2015-02-20 | 0.4 | 4367 | 369 | 0 | -369
[6 empty] | 2015-02-21 | 0 | 3998 | 369 | 0 | -369
[6 empty] | 2015-02-22 | 0 | 3629 | 369 | 0 | -369
[6 empty] | 2015-02-23 | 0 | 3260 | 369 | 25 | -344
[6 empty] | 2015-02-24 | 0.2 | 2916 | 369 | 575 | 206
[6 empty] | 2015-02-25 | 4.6 | 3122 | 369 | 1100 | 731
[6 empty] | 2015-02-26 | 8.8 | 3853 | 369 | 50 | -319
[6 empty] | 2015-02-27 | 0.4 | 3534 | 369 | 0 | -369
[6 empty] | 2015-02-28 | 0 | 3165 | 369 | 150 | -219
[6 empty] | 2015-03-01 | 1.2 | 2946 | 369 | 0 | -369
[6 empty] | 2015-03-02 | 0 | 2577 | 369 | 0 | -369
[6 empty] | 2015-03-03 | 0 | 2208 | 369 | 50 | -319
[6 empty] | 2015-03-04 | 0.4 | 1889 | 369 | 225 | -144
[6 empty] | 2015-03-05 | 1.8 | 1745 | 369 | 100 | -269
[6 empty] | 2015-03-06 | 0.8 | 1476 | 369 | 0 | -369
[6 empty] | 2015-03-07 | 0 | 1107 | 369 | 50 | -319
[6 empty] | 2015-03-08 | 0.4 | 788 | 369 | 50 | -319
[6 empty] | 2015-03-09 | 0.4 | 469 | 369 | 350 | -19
[6 empty] | 2015-03-10 | 2.8 | 450 | 369 | 1700 | 1331
[6 empty] | 2015-03-11 | 13.6 | 1781 | 369 | 1075 | 706
[6 empty] | 2015-03-12 | 8.6 | 2487 | 369 | 2175 | 1806
[6 empty] | 2015-03-13 | 17.4 | 4293 | 369 | 75 | -294
[6 empty] | 2015-03-14 | 0.6 | 3999 | 369 | 0 | -369
[6 empty] | 2015-03-15 | 0 | 3630 | 369 | 0 | -369
[6 empty] | 2015-03-16 | 0 | 3261 | 369 | 0 | -369
[6 empty] | 2015-03-17 | 0 | 2892 | 369 | 3875 | 3506
[6 empty] | 2015-03-18 | 31 | 5000 | 369 | 4425 | 4056
[6 empty] | 2015-03-19 | 35.4 | 5000 | 369 | 3575 | 3206
[6 empty] | 2015-03-20 | 28.6 | 5000 | 369 | 0 | -369
[6 empty] | 2015-03-21 | 0 | 4631 | 369 | 875 | 506
[6 empty] | 2015-03-22 | 7 | 5000 | 369 | 1200 | 831
[6 empty] | 2015-03-23 | 9.6 | 5000 | 369 | 2275 | 1906
[6 empty] | 2015-03-24 | 18.2 | 5000 | 369 | 13050 | 12681
[6 empty] | 2015-03-25 | 104.4 | 5000 | 369 | 4150 | 3781
[6 empty] | 2015-03-26 | 33.2 | 5000 | 369 | 3275 | 2906
[6 empty] | 2015-03-27 | 26.2 | 5000 | 369 | 8600 | 8231
[6 empty] | 2015-03-28 | 68.8 | 5000 | 369 | 1250 | 881
[6 empty] | 2015-03-29 | 10 | 5000 | 369 | 4712.5 | 4343.5
[6 empty] | 2015-03-30 | 37.7 | 5000 | 369 | 1450 | 1081
[6 empty] | 2015-03-31 | 11.6 | 5000 | 369 | 0 | -369
[6 empty] | 2015-04-01 | 0 | 4631 | 369 | 4212.5 | 3843.5
[6 empty] | 2015-04-02 | 33.7 | 5000 | 369 | 1125 | 756
[6 empty] | 2015-04-03 | 9 | 5000 | 369 | 1050 | 681
[6 empty] | 2015-04-04 | 8.4 | 5000 | 369 | 75 | -294
[6 empty] | 2015-04-05 | 0.6 | 4706 | 369 | 0 | -369
[6 empty] | 2015-04-06 | 0 | 4337 | 369 | 0 | -369
[6 empty] | 2015-04-07 | 0 | 3968 | 369 | 0 | -369
[6 empty] | 2015-04-08 | 0 | 3599 | 369 | 400 | 31
[6 empty] | 2015-04-09 | 3.2 | 3630 | 369 | 5025 | 4656
[6 empty] | 2015-04-10 | 40.2 | 5000 | 369 | 1150 | 781
[6 empty] | 2015-04-11 | 9.2 | 5000 | 369 | 3050 | 2681
[6 empty] | 2015-04-12 | 24.4 | 5000 | 369 | 2025 | 1656
[6 empty] | 2015-04-13 | 16.2 | 5000 | 369 | 187.5 | -181.5
[6 empty] | 2015-04-14 | 1.5 | 4818.5 | 369 | 4650 | 4281
[6 empty] | 2015-04-15 | 37.2 | 5000 | 369 | 375 | 6
[6 empty] | 2015-04-16 | 3 | 5000 | 369 | 0 | -369
[6 empty] | 2015-04-17 | 0 | 4631 | 369 | 0 | -369
[6 empty] | 2015-04-18 | 0 | 4262 | 369 | 0 | -369
[6 empty] | 2015-04-19 | 0 | 3893 | 369 | 137.5 | -231.5
[6 empty] | 2015-04-20 | 1.1 | 3661.5 | 369 | 50 | -319
[6 empty] | 2015-04-21 | 0.4 | 3342.5 | 369 | 1025 | 656
[6 empty] | 2015-04-22 | 8.2 | 3998.5 | 369 | 1050 | 681
[6 empty] | 2015-04-23 | 8.4 | 4679.5 | 369 | 225 | -144
[6 empty] | 2015-04-24 | 1.8 | 4535.5 | 369 | 0 | -369
[6 empty] | 2015-04-25 | 0 | 4166.5 | 369 | 525 | 156
[6 empty] | 2015-04-26 | 4.2 | 4322.5 | 369 | 2800 | 2431
[6 empty] | 2015-04-27 | 22.4 | 5000 | 369 | 1925 | 1556
[6 empty] | 2015-04-28 | 15.4 | 5000 | 369 | 3450 | 3081
[6 empty] | 2015-04-29 | 27.6 | 5000 | 369 | 600 | 231
[6 empty] | 2015-04-30 | 4.8 | 5000 | 369 | 100 | -269
[6 empty] | 2015-05-01 | 0.8 | 4731 | 369 | 0 | -369
[6 empty] | 2015-05-02 | 0 | 4362 | 369 | 0 | -369
[6 empty] | 2015-05-03 | 0 | 3993 | 369 | 2475 | 2106
[6 empty] | 2015-05-04 | 19.8 | 5000 | 369 | 50 | -319
[6 empty] | 2015-05-05 | 0.4 | 4681 | 369 | 0 | -369
[6 empty] | 2015-05-06 | 0 | 4312 | 369 | 0 | -369
[6 empty] | 2015-05-07 | 0 | 3943 | 369 | 0 | -369
[6 empty] | 2015-05-08 | 0 | 3574 | 369 | 0 | -369
[6 empty] | 2015-05-09 | 0 | 3205 | 369 | 50 | -319
[6 empty] | 2015-05-10 | 0.4 | 2886 | 369 | 0 | -369
[6 empty] | 2015-05-11 | 0 | 2517 | 369 | 0 | -369
[6 empty] | 2015-05-12 | 0 | 2148 | 369 | 0 | -369
[6 empty] | 2015-05-13 | 0 | 1779 | 369 | 0 | -369
[6 empty] | 2015-05-14 | 0 | 1410 | 369 | 0 | -369
[6 empty] | 2015-05-15 | 0 | 1041 | 369 | 25 | -344
[6 empty] | 2015-05-16 | 0.2 | 697 | 369 | 0 | -369
[6 empty] | 2015-05-17 | 0 | 328 | 369 | 0 | -369
[6 empty] | 2015-05-18 | 0 | 0 | 369 | 0 | -369
[6 empty] | 2015-05-19 | 0 | 0 | 369 | 0 | -369
[6 empty] | 2015-05-20 | 0 | 0 | 369 | 0 | -369
[6 empty] | 2015-05-21 | 0 | 0 | 369 | 25 | -344
[6 empty] | 2015-05-22 | 0.2 | 0 | 369 | 25 | -344
[6 empty] | 2015-05-23 | 0.2 | 0 | 369 | 0 | -369
[6 empty] | 2015-05-24 | 0 | 0 | 369 | 0 | -369
[6 empty] | 2015-05-25 | 0 | 0 | 369 | 0 | -369
[6 empty] | 2015-05-26 | 0 | 0 | 369 | 0 | -369
[6 empty] | 2015-05-27 | 0 | 0 | 369 | 0 | -369
[6 empty] | 2015-05-28 | 0 | 0 | 369 | 0 | -369
[6 empty] | 2015-05-29 | 0 | 0 | 369 | 0 | -369
[6 empty] | 2015-05-30 | 0 | 0 | 369 | 0 | -369
[6 empty] | 2015-05-31 | 0 | 0 | 369 | 925 | 556
[6 empty] | 2015-06-01 | 7.4 | 556 | 369 | 350 | -19
[6 empty] | 2015-06-02 | 2.8 | 537 | 369 | 0 | -369
[6 empty] | 2015-06-03 | 0 | 168 | 369 | 0 | -369
[6 empty] | 2015-06-04 | 0 | 0 | 369 | 0 | -369
[6 empty] | 2015-06-05 | 0 | 0 | 369 | 0 | -369
[6 empty] | 2015-06-06 | 0 | 0 | 369 | 0 | -369
[6 empty] | 2015-06-07 | 0 | 0 | 369 | 0 | -369
[6 empty] | 2015-06-08 | 0 | 0 | 369 | 0 | -369
[6 empty] | 2015-06-09 | 0 | 0 | 369 | 0 | -369
[6 empty] | 2015-06-10 | 0 | 0 | 369 | 0 | -369
[6 empty] | 2015-06-11 | 0 | 0 | 369 | 0 | -369
[6 empty] | 2015-06-12 | 0 | 0 | 369 | 0 | -369
[6 empty] | 2015-06-13 | 0 | 0 | 369 | 0 | -369
[6 empty] | 2015-06-14 | 0 | 0 | 369 | 0 | -369
[6 empty] | 2015-06-15 | 0 | 0 | 369 | 0 | -369
[6 empty] | 2015-06-16 | 0 | 0 | 369 | 0 | -369
[6 empty] | 2015-06-17 | 0 | 0 | 369 | 875 | 506
[6 empty] | 2015-06-18 | 7 | 506 | 369 | 0 | -369
[6 empty] | 2015-06-19 | 0 | 137 | 369 | 0 | -369
[6 empty] | 2015-06-20 | 0 | 0 | 369 | 0 | -369
[6 empty] | 2015-06-21 | 0 | 0 | 369 | 0 | -369
[6 empty] | 2015-06-22 | 0 | 0 | 369 | 175 | -194
[6 empty] | 2015-06-23 | 1.4 | 0 | 369 | 1675 | 1306
[6 empty] | 2015-06-24 | 13.4 | 1306 | 369 | 500 | 131
[6 empty] | 2015-06-25 | 4 | 1437 | 369 | 0 | -369
[6 empty] | 2015-06-26 | 0 | 1068 | 369 | 0 | -369
[6 empty] | 2015-06-27 | 0 | 699 | 369 | 0 | -369
[6 empty] | 2015-06-28 | 0 | 330 | 369 | 0 | -369
[6 empty] | 2015-06-29 | 0 | 0 | 369 | 0 | -369
[6 empty] | 2015-06-30 | 0 | 0 | 369 | 0 | -369
[6 empty] | 2015-07-01 | 0 | 0 | 369 | 0 | -369
[6 empty] | 2015-07-02 | 0 | 0 | 369 | 0 | -369
[6 empty] | 2015-07-03 | 0 | 0 | 369 | 0 | -369
[6 empty] | 2015-07-04 | 0 | 0 | 369 | 0 | -369
[6 empty] | 2015-07-05 | 0 | 0 | 369 | 0 | -369
[6 empty] | 2015-07-06 | 0 | 0 | 369 | 25 | -344
[6 empty] | 2015-07-07 | 0.2 | 0 | 369 | 0 | -369
[6 empty] | 2015-07-08 | 0 | 0 | 369 | 125 | -244
[6 empty] | 2015-07-09 | 1 | 0 | 369 | 150 | -219
[6 empty] | 2015-07-10 | 1.2 | 0 | 369 | 300 | -69
[6 empty] | 2015-07-11 | 2.4 | 0 | 369 | 500 | 131
[6 empty] | 2015-07-12 | 4 | 131 | 369 | 0 | -369
[6 empty] | 2015-07-13 | 0 | 0 | 369 | 0 | -369
[6 empty] | 2015-07-14 | 0 | 0 | 369 | 0 | -369
[6 empty] | 2015-07-15 | 0 | 0 | 369 | 0 | -369
[6 empty] | 2015-07-16 | 0 | 0 | 369 | 0 | -369
[6 empty] | 2015-07-17 | 0 | 0 | 369 | 0 | -369
[6 empty] | 2015-07-18 | 0 | 0 | 369 | 0 | -369
[6 empty] | 2015-07-19 | 0 | 0 | 369 | 75 | -294
[6 empty] | 2015-07-20 | 0.6 | 0 | 369 | 0 | -369
[6 empty] | 2015-07-21 | 0 | 0 | 369 | 0 | -369
[6 empty] | 2015-07-22 | 0 | 0 | 369 | 1050 | 681
[6 empty] | 2015-07-23 | 8.4 | 681 | 369 | 500 | 131
[6 empty] | 2015-07-24 | 4 | 812 | 369 | 525 | 156
[6 empty] | 2015-07-25 | 4.2 | 968 | 369 | 0 | -369
[6 empty] | 2015-07-26 | 0 | 599 | 369 | 0 | -369
[6 empty] | 2015-07-27 | 0 | 230 | 369 | 0 | -369
[6 empty] | 2015-07-28 | 0 | 0 | 369 | 0 | -369
[6 empty] | 2015-07-29 | 0 | 0 | 369 | 0 | -369
[6 empty] | 2015-07-30 | 0 | 0 | 369 | 0 | -369
[6 empty] | 2015-07-31 | 0 | 0 | 369 | 0 | -369
[6 empty] | 2015-08-01 | 0 | 0 | 369 | 0 | -369
[6 empty] | 2015-08-02 | 0 | 0 | 369 | 0 | -369
[6 empty] | 2015-08-03 | 0 | 0 | 369 | 0 | -369
[6 empty] | 2015-08-04 | 0 | 0 | 369 | 0 | -369
[6 empty] | 2015-08-05 | 0 | 0 | 369 | 400 | 31
[6 empty] | 2015-08-06 | 3.2 | 31 | 369 | 1825 | 1456
[6 empty] | 2015-08-07 | 14.6 | 1487 | 369 | 3050 | 2681
[6 empty] | 2015-08-08 | 24.4 | 4168 | 369 | 225 | -144
[6 empty] | 2015-08-09 | 1.8 | 4024 | 369 | 0 | -369
[6 empty] | 2015-08-10 | 0 | 3655 | 369 | 0 | -369
[6 empty] | 2015-08-11 | 0 | 3286 | 369 | 0 | -369
[6 empty] | 2015-08-12 | 0 | 2917 | 369 | 0 | -369
[6 empty] | 2015-08-13 | 0 | 2548 | 369 | 0 | -369
[6 empty] | 2015-08-14 | 0 | 2179 | 369 | 0 | -369
[6 empty] | 2015-08-15 | 0 | 1810 | 369 | 0 | -369
[6 empty] | 2015-08-16 | 0 | 1441 | 369 | 0 | -369
[6 empty] | 2015-08-17 | 0 | 1072 | 369 | 0 | -369
[6 empty] | 2015-08-18 | 0 | 703 | 369 | 0 | -369
[6 empty] | 2015-08-19 | 0 | 334 | 369 | 0 | -369
[6 empty] | 2015-08-20 | 0 | 0 | 369 | 0 | -369
[6 empty] | 2015-08-21 | 0 | 0 | 369 | 0 | -369
[6 empty] | 2015-08-22 | 0 | 0 | 369 | 0 | -369
[6 empty] | 2015-08-23 | 0 | 0 | 369 | 0 | -369
[6 empty] | 2015-08-24 | 0 | 0 | 369 | 0 | -369
[6 empty] | 2015-08-25 | 0 | 0 | 369 | 0 | -369
[6 empty] | 2015-08-26 | 0 | 0 | 369 | 350 | -19
[6 empty] | 2015-08-27 | 2.8 | 0 | 369 | 1300 | 931
[6 empty] | 2015-08-28 | 10.4 | 931 | 369 | 4175 | 3806
[6 empty] | 2015-08-29 | 33.4 | 4737 | 369 | 3250 | 2881
[6 empty] | 2015-08-30 | 26 | 5000 | 369 | 750 | 381
[6 empty] | 2015-08-31 | 6 | 5000 | 369 | 1975 | 1606
[6 empty] | 2015-09-01 | 15.8 | 5000 | 369 | 100 | -269
[6 empty] | 2015-09-02 | 0.8 | 4731 | 369 | 300 | -69
[6 empty] | 2015-09-03 | 2.4 | 4662 | 369 | 0 | -369
[6 empty] | 2015-09-04 | 0 | 4293 | 369 | 200 | -169
[6 empty] | 2015-09-05 | 1.6 | 4124 | 369 | 0 | -369
[6 empty] | 2015-09-06 | 0 | 3755 | 369 | 3700 | 3331
[6 empty] | 2015-09-07 | 29.6 | 5000 | 369 | 1625 | 1256
[6 empty] | 2015-09-08 | 13 | 5000 | 369 | 175 | -194
[6 empty] | 2015-09-09 | 1.4 | 4806 | 369 | 0 | -369
[6 empty] | 2015-09-10 | 0 | 4437 | 369 | 0 | -369
[6 empty] | 2015-09-11 | 0 | 4068 | 369 | 0 | -369
[6 empty] | 2015-09-12 | 0 | 3699 | 369 | 0 | -369
[6 empty] | 2015-09-13 | 0 | 3330 | 369 | 0 | -369
[6 empty] | 2015-09-14 | 0 | 2961 | 369 | 250 | -119
[6 empty] | 2015-09-15 | 2 | 2842 | 369 | 500 | 131
[6 empty] | 2015-09-16 | 4 | 2973 | 369 | 350 | -19
[6 empty] | 2015-09-17 | 2.8 | 2954 | 369 | 5800 | 5431
[6 empty] | 2015-09-18 | 46.4 | 5000 | 369 | 10850 | 10481
[6 empty] | 2015-09-19 | 86.8 | 5000 | 369 | 175 | -194
[6 empty] | 2015-09-20 | 1.4 | 4806 | 369 | 525 | 156
[6 empty] | 2015-09-21 | 4.2 | 4962 | 369 | 4975 | 4606
[6 empty] | 2015-09-22 | 39.8 | 5000 | 369 | 3725 | 3356
[6 empty] | 2015-09-23 | 29.8 | 5000 | 369 | 1475 | 1106
[6 empty] | 2015-09-24 | 11.8 | 5000 | 369 | 200 | -169
[6 empty] | 2015-09-25 | 1.6 | 4831 | 369 | 0 | -369
[6 empty] | 2015-09-26 | 0 | 4462 | 369 | 0 | -369
[6 empty] | 2015-09-27 | 0 | 4093 | 369 | 0 | -369
[6 empty] | 2015-09-28 | 0 | 3724 | 369 | 0 | -369
[6 empty] | 2015-09-29 | 0 | 3355 | 369 | 0 | -369
[6 empty] | 2015-09-30 | 0 | 2986 | 369 | 0 | -369
[6 empty] | 2015-10-01 | 0 | 2617 | 369 | 0 | -369
[6 empty] | 2015-10-02 | 0 | 2248 | 369 | 0 | -369
[6 empty] | 2015-10-03 | 0 | 1879 | 369 | 0 | -369
[6 empty] | 2015-10-04 | 0 | 1510 | 369 | 0 | -369
[6 empty] | 2015-10-05 | 0 | 1141 | 369 | 500 | 131
[6 empty] | 2015-10-06 | 4 | 1272 | 369 | 1950 | 1581
[6 empty] | 2015-10-07 | 15.6 | 2853 | 369 | 1150 | 781
[6 empty] | 2015-10-08 | 9.2 | 3634 | 369 | 3300 | 2931
[6 empty] | 2015-10-09 | 26.4 | 5000 | 369 | 3375 | 3006
[6 empty] | 2015-10-10 | 27 | 5000 | 369 | 4700 | 4331
[6 empty] | 2015-10-11 | 37.6 | 5000 | 369 | 100 | -269
[6 empty] | 2015-10-12 | 0.8 | 4731 | 369 | 75 | -294
[6 empty] | 2015-10-13 | 0.6 | 4437 | 369 | 0 | -369
[6 empty] | 2015-10-14 | 0 | 4068 | 369 | 0 | -369
[6 empty] | 2015-10-15 | 0 | 3699 | 369 | 1775 | 1406
[6 empty] | 2015-10-16 | 14.2 | 5000 | 369 | 800 | 431
[6 empty] | 2015-10-17 | 6.4 | 5000 | 369 | 2925 | 2556
[6 empty] | 2015-10-18 | 23.4 | 5000 | 369 | 75 | -294
[6 empty] | 2015-10-19 | 0.6 | 4706 | 369 | 1275 | 906
[6 empty] | 2015-10-20 | 10.2 | 5000 | 369 | 500 | 131
[6 empty] | 2015-10-21 | 4 | 5000 | 369 | 1225 | 856
[6 empty] | 2015-10-22 | 9.8 | 5000 | 369 | 0 | -369
[6 empty] | 2015-10-23 | 0 | 4631 | 369 | 725 | 356
[6 empty] | 2015-10-24 | 5.8 | 4987 | 369 | 500 | 131
[6 empty] | 2015-10-25 | 4 | 5000 | 369 | 0 | -369
[6 empty] | 2015-10-26 | 0 | 4631 | 369 | 850 | 481
[6 empty] | 2015-10-27 | 6.8 | 5000 | 369 | 4875 | 4506
[6 empty] | 2015-10-28 | 39 | 5000 | 369 | 5075 | 4706
[6 empty] | 2015-10-29 | 40.6 | 5000 | 369 | 4425 | 4056
[6 empty] | 2015-10-30 | 35.4 | 5000 | 369 | 2650 | 2281
[6 empty] | 2015-10-31 | 21.2 | 5000 | 369 | 150 | -219
[6 empty] | 2015-11-01 | 1.2 | 4781 | 369 | 0 | -369
[6 empty] | 2015-11-02 | 0 | 4412 | 369 | 0 | -369
[6 empty] | 2015-11-03 | 0 | 4043 | 369 | 425 | 56
[6 empty] | 2015-11-04 | 3.4 | 4099 | 369 | 750 | 381
[6 empty] | 2015-11-05 | 6 | 4480 | 369 | 5525 | 5156
[6 empty] | 2015-11-06 | 44.2 | 5000 | 369 | 275 | -94
[6 empty] | 2015-11-07 | 2.2 | 4906 | 369 | 200 | -169
[6 empty] | 2015-11-08 | 1.6 | 4737 | 369 | 0 | -369
[6 empty] | 2015-11-09 | 0 | 4368 | 369 | 2562.5 | 2193.5
[6 empty] | 2015-11-10 | 20.5 | 5000 | 369 | 2350 | 1981
[6 empty] | 2015-11-11 | 18.8 | 5000 | 369 | 7375 | 7006
[6 empty] | 2015-11-12 | 59 | 5000 | 369 | 1425 | 1056
[6 empty] | 2015-11-13 | 11.4 | 5000 | 369 | 75 | -294
[6 empty] | 2015-11-14 | 0.6 | 4706 | 369 | 750 | 381
[6 empty] | 2015-11-15 | 6 | 5000 | 369 | 6925 | 6556
[6 empty] | 2015-11-16 | 55.4 | 5000 | 369 | 775 | 406
[6 empty] | 2015-11-17 | 6.2 | 5000 | 369 | 0 | -369
[6 empty] | 2015-11-18 | 0 | 4631 | 369 | 0 | -369
[6 empty] | 2015-11-19 | 0 | 4262 | 369 | 0 | -369
[6 empty] | 2015-11-20 | 0 | 3893 | 369 | 0 | -369
[6 empty] | 2015-11-21 | 0 | 3524 | 369 | 0 | -369
[6 empty] | 2015-11-22 | 0 | 3155 | 369 | 0 | -369
[6 empty] | 2015-11-23 | 0 | 2786 | 369 | 0 | -369
[6 empty] | 2015-11-24 | 0 | 2417 | 369 | 0 | -369
[6 empty] | 2015-11-25 | 0 | 2048 | 369 | 0 | -369
[6 empty] | 2015-11-26 | 0 | 1679 | 369 | 0 | -369
[6 empty] | 2015-11-27 | 0 | 1310 | 369 | 0 | -369
[6 empty] | 2015-11-28 | 0 | 941 | 369 | 0 | -369
[6 empty] | 2015-11-29 | 0 | 572 | 369 | 1625 | 1256
[6 empty] | 2015-11-30 | 13 | 1828 | 369 | 4325 | 3956
[6 empty] | 2015-12-01 | 34.6 | 5000 | 369 | 3425 | 3056
[6 empty] | 2015-12-02 | 27.4 | 5000 | 369 | 4075 | 3706
[6 empty] | 2015-12-03 | 32.6 | 5000 | 369 | 3400 | 3031
[6 empty] | 2015-12-04 | 27.2 | 5000 | 369 | 4225 | 3856
[6 empty] | 2015-12-05 | 33.8 | 5000 | 369 | 2800 | 2431
[6 empty] | 2015-12-06 | 22.4 | 5000 | 369 | 4650 | 4281
[6 empty] | 2015-12-07 | 37.2 | 5000 | 369 | 3375 | 3006
[6 empty] | 2015-12-08 | 27 | 5000 | 369 | 600 | 231
[6 empty] | 2015-12-09 | 4.8 | 5000 | 369 | 1525 | 1156
[6 empty] | 2015-12-10 | 12.2 | 5000 | 369 | 425 | 56
[6 empty] | 2015-12-11 | 3.4 | 5000 | 369 | 2975 | 2606
[6 empty] | 2015-12-12 | 23.8 | 5000 | 369 | 0 | -369
[6 empty] | 2015-12-13 | 0 | 4631 | 369 | 300 | -69
[6 empty] | 2015-12-14 | 2.4 | 4562 | 369 | 375 | 6
[6 empty] | 2015-12-15 | 3 | 4568 | 369 | 275 | -94
[6 empty] | 2015-12-16 | 2.2 | 4474 | 369 | 2725 | 2356
[6 empty] | 2015-12-17 | 21.8 | 5000 | 369 | 3187.5 | 2818.5
[6 empty] | 2015-12-18 | 25.5 | 5000 | 369 | 3975 | 3606
[6 empty] | 2015-12-19 | 31.8 | 5000 | 369 | 2825 | 2456
[6 empty] | 2015-12-20 | 22.6 | 5000 | 369 | 1125 | 756
[6 empty] | 2015-12-21 | 9 | 5000 | 369 | 4475 | 4106
[6 empty] | 2015-12-22 | 35.8 | 5000 | 369 | 1175 | 806
[6 empty] | 2015-12-23 | 9.4 | 5000 | 369 | 0 | -369
[6 empty] | 2015-12-24 | 0 | 4631 | 369 | 0 | -369
[6 empty] | 2015-12-25 | 0 | 4262 | 369 | 3275 | 2906
[6 empty] | 2015-12-26 | 26.2 | 5000 | 369 | 200 | -169
[6 empty] | 2015-12-27 | 1.6 | 4831 | 369 | 25 | -344
[6 empty] | 2015-12-28 | 0.2 | 4487 | 369 | 0 | -369
[6 empty] | 2015-12-29 | 0 | 4118 | 369 | 0 | -369
[6 empty] | 2015-12-30 | 0 | 3749 | 369 | 0 | -369
[6 empty] | 2015-12-31 | 0 | 3380 | 369 | 0 | 0

## W10 Class A Energy Calculations
Energy Calculations for a system using Ozone Disinfection |  |  |  |  | Pump Parameters |  |  | Ozone Parameters |  |  | UV Purifier Parameters |  | Diesel Parameters
Catch. Area | 125 | [m2] |  |  | Pump Efficiency | 72% | [ ] | Contact Time | 10 | [min] | UV Lamp Size | [W] | Heating Value Diesel | [MJ/L]
Catch. Tank V | 5 | [m3] | [5 empty] | Ct_Ozone | 50 | [mg min/L] |  |  | Efficiency of Generator | [ ]
Consumption | 500 | [L/day] | [5 empty] | Energy for O3 | 2 | [MJ / g]
Initial Volume | 0 | [L]
Day | Rain | Qin | Consumption | Stored Water | Pump Pressure | Pump Energy | Pump Energy | Mass O3 | Mass O3 | Energy Required for Ozone | Energy Required for UV
[ date ] | [mm] | [m3] | [m3] | [m3] | [Pa] | [J] | [Wh] | [mg] | [g] | [MJ] | [MJ]
1/1/2017 | 18.8 | 2.35 | 0.5 | 1.85 | 200000 | 653000 | 181.33 | 9250 | 9.25 | 18.5
1/2/2017 | 19.8 | 2.475 | 0.5 | 3.825 | 200000 | 688000 | 190.97 | 19125 | 19.125 | 38.25
1/3/2017 | 0 | 0 | 0.5 | 3.325 | 200000 | 0 | 0 | 16625 | 16.625 | 33.25
1/4/2017 | 0 | 0 | 0.5 | 2.825 | 200000 | 0 | 0 | 14125 | 14.125 | 28.25
1/5/2017 | 0 | 0 | 0.5 | 2.325 | 200000 | 0 | 0 | 11625 | 11.625 | 23.25
1/6/2017 | 5 | 0.625 | 0.5 | 2.45 | 200000 | 174000 | 48.23 | 12250 | 12.25 | 24.5
1/7/2017 | 20.4 | 2.55 | 0.5 | 4.5 | 200000 | 708000 | 196.76 | 22500 | 22.5 | 45
1/8/2017 | 24.8 | 3.1 | 0.5 | 7.1 | 200000 | 861000 | 239.2 | 35500 | 35.5 | 71
1/9/2017 | 34 | 4.25 | 0.5 | 10.85 | 200000 | 1180000 | 327.93 | 54250 | 54.25 | 108.5
1/10/2017 | 44.6 | 5 | 0.5 | 15.35 | 200000 | 1390000 | 385.8 | 76750 | 76.75 | 153.5
Class B Data
|  |  |  | Energy for ozone on day one | 6527.5 | MJ
|  |  |  | Energy for UV on day one | 1200 | Wh
|  |  |  | Volume of diesel required | 2.03 | L
Environmental and Health Risks
| Health | Environment
Diesel | 2 | 3
Chlorine | 4 | 3
Risk Frequency
Diesel | every 200 days | 1.3508
Chlorine | every 25 days | 2.3906
Risk Exposure | 23.4881
Health | 12.2639
Environmental | 11.2242
chlorine | 16.7339
diesel | 6.7542
S(E) | 16.47%

## W9 Class B Solar Model
Solar Energy Model
Panel Area | 1.1 | m^2 |  | Note: unlike the RWH model where the water volume reported
Sunset | 17:00 |  |  | on a particular day represents the volume at the END of that
Load | 200 | W |  | day, here the battery charge represents the charge at that exact
Initial Charge | 0 | Wh |  | time.
Solar Power | 800 | W/m^2
Time | Solar Power | Captured Power | Load Power | Battery Charge
[hh:mm] | [W/m^2] | [W] | [W] | [Wh]
12:00 | 800 | 880 | 0 | 0
13:00 | 800 | 880 | 0 | 880
14:00 | 800 | 880 | 0 | 1760
15:00 | 800 | 880 | 0 | 2640
16:00 | 800 | 880 | 0 | 3520
17:00 | 0 | 0 | 200 | 4400
18:00 | 0 | 0 | 200 | 4200
19:00 | 0 | 0 | 200 | 4000
20:00 | 0 | 0 | 200 | 3800
21:00 | 0 | 0 | 200 | 3600
22:00 | 0 | 0 | 200 | 3400
23:00 | 0 | 0 | 200 | 3200
0:00 | 0 | 0 | 200 | 3000

## Week 11 Studio
gravitational acceleration | 9.81
p (water density) | 1000
Data | initial water level | height of filter level | height difference | pressure | collected volume | time (s) | flowrate | velocity
| m | m | m | Pa (pgh) | ml | s | m^3/s | m/s
0 | 0 | 0 | 0 | 0 | 0 | 0 | 0 | 0
1 | 0.02 | 0.26 | 0.24 | 2354.4 | 250 | 43.38 | 5.763e-06 | 0.073377
2 | 0.02 | 0.41 | 0.39 | 3825.9 | 250 | 31.45 | 7.9491e-06 | 0.10121
3 | 0.025 | 0.565 | 0.54 | 5297.4 | 250 | 26.25 | 9.5238e-06 | 0.12126
4 | 0.03 | 0.72 | 0.69 | 6768.9 | 250 | 23.19 | 1.0781e-05 | 0.13726
5 | 0.035 | 0.875 | 0.84 | 8240.4 | 250 | 20.04 | 1.2475e-05 | 0.15884
Cf | 14624
Friction and Restrictions | 239822

## Week 12 Studio
Parameter Varied | Components | Resulting Satisfaction | Notes
Roof Catchment | None |  | not feasible without catchment elsewhere
| Half roof |  | At lower consumption, half-roof performs better than the full roof but at higher consumption levels using the whole roof as a catchment area is preferable.
Whole roof
Additional Catchment | yes |  | more reasonable when combined with the half roof option, having the whole roof rather than additional catchment makes more sense given the cost of the additional catchment ($350 rather than a lot more for not on the roof).
no
Collection Tank | None |  | not an option
| 400L |  | in our calculations, we found that the system won't perform well if consumption exceeds collection tank size. Thus, making sure that the consumption is manageable given the collection tank size and vice versa is very important.
1500L
2500L
10000L
Storage tank volume | Volume | n/a | Discussion: depends heavily on consumption, during the calculations it was possible to find an ideal catchment tank size given other parameters.
Storage tank location |  |  | Varying the location of our storage tank will have a significant impact on the pump which we are able to use, this is because with the variation of the (x,y) the height will differ. Specifically, there is an area on the map at which the elevation of the ground changes very quickly, making it ideal to achieve a greater elevation for greater gravitational potential with less of a distance to travel.
Storage tank tower | present |  | Including a storage tank tower will depend heavily on what pump is to be included (considering what height difference) the given pump is capable of achieving, as well as what topographical height our system is situated at, which will be another factor in the height difference. Yet again, we also need to consider cost, specifically how greatly will this addition impact our overall cost, this will depend on what other parameters are included in the system.
not present
Filter Location | Filter to Storage Tank |  | The location of the filter in relation to the rest of the system did not seem to have an exceedingly adverse impact on the performance of the pump (which would be what it would impact most heavily due to its impact on flowrate) thus, choosing our final system will involve testing how this impacts the performance giving the other parameters.
Storage Tank to Filter
Filtration Components | 1um |  | The inclusion of the filtration components most significantly impacted the number of maintenance operations required for the system. While it also slightly impacted on demand flowrate in included on the downstream piping segment of the system, the affect was minuscule, only changing the on demand flowrate by about 0.5 L per min, which is definitely manageable. Otherwise, the filtration components need to be analyzed given the performance of other parameters to assess how significantly their replacement will alter the maintenance-related satisfaction given the quantity of other operations.
1um,5um,200um
1um,5um
1um,200um
UV disinfection System | 36W |  | Considering the different UV systems, the most significant consideration will be for energy consumption that each component necessitates. Moreover, this will be of greater consideration with a set of nearly finalized parameters, so we can evaluate how significant the energy requirement already is and how the UV system will add to that.
50W
Chemical disinfection | Chlorine |  | In the case of chlorine disinfection, a far greater amount of maintenance operations is required to sustain the system. However, using chlorine consumes far less energy than ozone disinfection, making solar panels a reasonable source of energy for a system of lower energy consumption. On the other hand, using chlorine will add a significant longterm cost that will need to be of consideration. Otherwise, the option to use ozone as a source of disinfection poses other considerations. The production of ozone requires a significant amount of energy, meaning that solar panels would not necessarily be ideal for the system so the use of the generator and diesel may be necessary. This would lead to both great long time costs (considering use of diesel) as well as significant GHG emissions. On the other hand, this system does not require as many direct maintenance operations that would otherwise be necessary for replacing chlorine.
Ozone
Power Strategy | Solar |  | All the solar panel options have significantly lower GHG emissions compared to the Diesel Generator as no fuel is being burned. However, in case of higher consumption the Solar Panels fail to provide the required energy. If more panels are installed the cost becomes considerably higher.
| Diesel Generator |  | The Diesel Genertor has greater GHG emissions as Diesel is burned and also greater Cost and maintence throughout its life. This is because there costs for Refuelling and shipping in Diesel in addition to the cost of Diesel itself. But for greater consumptions it is able to provide the required energy and it also has a lower inital cost compared to using Solar Panels.
Number of Batteries
Solar Panel Model | HES-260 |  | This is the best panel option regardless of its hgher cost and moderately greater GHG emissions as it has the highest efficiency and fairly large surface are that allows less panels being purchased.
| SW-80 |  | This is the least expensive panel with the lowest GHG emissions and has a good efficiency. However because of its extremely small surface area a lot of panels are needed that in the end costs a lot and also increases emissions.
| HES-350P |  | This panel has the greatest surface area and costs relatively high. The efficiency is also the poorest compared to the other options and on top of that it also has the greatest GHG emissions. Thus this ends up being the least preferred option among the three.
Quantity of Panels
Inverter | 2.8kW AC-DC Invertor |  | The inverter is needed if we use the Solar option as it converts DC to AC for the energy provided by the battery to the pump. Thus, it adds to the initial cost but it is not needed for the Diesel Genrator as it has a built-in invertor.
Diesel Generator System | 4000W 2cyl. diesel
Pumps | Pump A |  | We found that Pump B is able to achieve far more power than Pump A, allowing our system to transport water up a higher height difference, giving an advantage to the downflow part of the system which relies heavily on gravitational potential.
Pump B

## Station 1 - 2014
Date | Daily Rainfall (mm) | Random Variation (+-20%)
2014-01-01 | 18.8 | 17.0156
2014-01-02 | 19.8 | 19.839
2014-01-03 | 0 | 0
2014-01-04 | 0 | 0
2014-01-05 | 0 | 0
2014-01-06 | 5 | 4.3446
2014-01-07 | 20.4 | 23.2312
2014-01-08 | 24.8 | 27.4305
2014-01-09 | 34 | 32.8739
2014-01-10 | 44.6 | 39.7659
2014-01-11 | 14.4 | 12.9438
2014-01-12 | 50.2 | 53.7472
2014-01-13 | 9.6 | 8.9676
2014-01-14 | 5.8 | 5.775
2014-01-15 | 1.6 | 1.8981
2014-01-16 | 0.8 | 0.89281
2014-01-17 | 0 | 0
2014-01-18 | 2.6 | 2.4126
2014-01-19 | 1 | 1.0835
2014-01-20 | 0.6 | 0.52926
2014-01-21 | 0.8 | 0.90295
2014-01-22 | 0.6 | 0.70236
2014-01-23 | 0 | 0
2014-01-24 | 0 | 0
2014-01-25 | 0 | 0
2014-01-26 | 0 | 0
2014-01-27 | 17.6 | 15.071
2014-01-28 | 0 | 0
2014-01-29 | 0 | 0
2014-01-30 | 0 | 0
2014-01-31 | 2.6 | 3.0242
2014-02-01 | 2.6 | 2.2396
2014-02-02 | 0 | 0
2014-02-03 | 0 | 0
2014-02-04 | 0 | 0
2014-02-05 | 0 | 0
2014-02-06 | 0 | 0
2014-02-07 | 0 | 0
2014-02-08 | 0 | 0
2014-02-09 | 12.2 | 13.0043
2014-02-10 | 13.4 | 15.0188
2014-02-11 | 46.6 | 50.1569
2014-02-12 | 16.8 | 13.5663
2014-02-13 | 15.6 | 14.6142
2014-02-14 | 3 | 2.8485
2014-02-15 | 11.6 | 13.3219
2014-02-16 | 19 | 21.3656
2014-02-17 | 9.2 | 7.5687
2014-02-18 | 12.6 | 12.3209
2014-02-19 | 21.8 | 26.0985
2014-02-20 | 2.4 | 2.5954
2014-02-21 | 0.8 | 0.91161
2014-02-22 | 4.8 | 4.3804
2014-02-23 | 14.6 | 13.7504
2014-02-24 | 6.8 | 6.5264
2014-02-25 | 0 | 0
2014-02-26 | 0.8 | 0.72561
2014-02-27 | 0 | 0
2014-02-28 | 0.4 | 0.33866
2014-03-01 | 2 | 2.2946
2014-03-02 | 19 | 21.256
2014-03-03 | 1 | 1.0701
2014-03-04 | 2.4 | 1.9852
2014-03-05 | 23.8 | 24.0333
2014-03-06 | 8.6 | 8.448
2014-03-07 | 34 | 36.3055
2014-03-08 | 52.4 | 55.0477
2014-03-09 | 10.6 | 9.5376
2014-03-10 | 2.4 | 2.5599
2014-03-11 | 0 | 0
2014-03-12 | 2.8 | 2.2604
2014-03-13 | 20.2 | 18.1002
2014-03-14 | 13.8 | 14.4885
2014-03-15 | 22.8 | 19.3122
2014-03-16 | 5.4 | 4.5486
2014-03-17 | 0.4 | 0.42462
2014-03-18 | 31 | 25.2311
2014-03-19 | 1.6 | 1.543
2014-03-20 | 1.6 | 1.3672
2014-03-21 | 7.6 | 6.9149
2014-03-22 | 2.6 | 2.4757
2014-03-23 | 0 | 0
2014-03-24 | 4 | 3.9985
2014-03-25 | 31 | 31.9512
2014-03-26 | 0.2 | 0.21546
2014-03-27 | 4.4 | 4.2221
2014-03-28 | 23.6 | 26.5599
2014-03-29 | 41.6 | 35.2014
2014-03-30 | 3 | 2.8036
2014-03-31 | 0 | 0
2014-04-01 | 0 | 0
2014-04-02 | 5.6 | 4.9715
2014-04-03 | 20.4 | 18.5423
2014-04-04 | 2.6 | 3.0634
2014-04-05 | 15.9 | 17.814
2014-04-06 | 9.4 | 10.2864
2014-04-07 | 13.6 | 11.9182
2014-04-08 | 5.6 | 5.5684
2014-04-09 | 0 | 0
2014-04-10 | 16.6 | 13.3513
2014-04-11 | 0 | 0
2014-04-12 | 0 | 0
2014-04-13 | 0 | 0
2014-04-14 | 14.8 | 14.65
2014-04-15 | 20.8 | 23.7581
2014-04-16 | 37.4 | 37.3061
2014-04-17 | 9.8 | 9.3362
2014-04-18 | 1.9 | 1.8098
2014-04-19 | 21 | 20.9276
2014-04-20 | 30 | 32.6445
2014-04-21 | 0 | 0
2014-04-22 | 4.4 | 4.7868
2014-04-23 | 12.8 | 12.5927
2014-04-24 | 26 | 23.7967
2014-04-25 | 1.8 | 1.8622
2014-04-26 | 35 | 36.1844
2014-04-27 | 7.2 | 6.6029
2014-04-28 | 0.8 | 0.88651
2014-04-29 | 0.1 | 0.094436
2014-04-30 | 0 | 0
2014-05-01 | 0 | 0
2014-05-02 | 2 | 2.1091
2014-05-03 | 4.6 | 3.8926
2014-05-04 | 3.8 | 4.2212
2014-05-05 | 0 | 0
2014-05-06 | 0 | 0
2014-05-07 | 0 | 0
2014-05-08 | 0 | 0
2014-05-09 | 0 | 0
2014-05-10 | 0.2 | 0.20202
2014-05-11 | 0 | 0
2014-05-12 | 0.2 | 0.22499
2014-05-13 | 0 | 0
2014-05-14 | 0 | 0
2014-05-15 | 0 | 0
2014-05-16 | 2.8 | 2.8004
2014-05-17 | 0 | 0
2014-05-18 | 0 | 0
2014-05-19 | 0 | 0
2014-05-20 | 0 | 0
2014-05-21 | 8.2 | 7.0067
2014-05-22 | 29.6 | 27.7756
2014-05-23 | 0.8 | 0.65694
2014-05-24 | 5.2 | 4.8742
2014-05-25 | 23.4 | 24.9274
2014-05-26 | 0 | 0
2014-05-27 | 4.4 | 4.8265
2014-05-28 | 0 | 0
2014-05-29 | 0 | 0
2014-05-30 | 0 | 0
2014-05-31 | 0 | 0
2014-06-01 | 0 | 0
2014-06-02 | 0 | 0
2014-06-03 | 0 | 0
2014-06-04 | 0 | 0
2014-06-05 | 0 | 0
2014-06-06 | 0 | 0
2014-06-07 | 0 | 0
2014-06-08 | 0.2 | 0.17232
2014-06-09 | 0 | 0
2014-06-10 | 0 | 0
2014-06-11 | 0 | 0
2014-06-12 | 0 | 0
2014-06-13 | 0 | 0
2014-06-14 | 3.6 | 3.8123
2014-06-15 | 0 | 0
2014-06-16 | 0 | 0
2014-06-17 | 0 | 0
2014-06-18 | 1.6 | 1.711
2014-06-19 | 20.8 | 23.7508
2014-06-20 | 3.2 | 3.1693
2014-06-21 | 1.2 | 0.99127
2014-06-22 | 0 | 0
2014-06-23 | 15.4 | 15.8085
2014-06-24 | 1.2 | 1.4004
2014-06-25 | 0 | 0
2014-06-26 | 5.8 | 5.9049
2014-06-27 | 20.4 | 20.7602
2014-06-28 | 20.4 | 21.2734
2014-06-29 | 0.6 | 0.56329
2014-06-30 | 0 | 0
2014-07-01 | 0 | 0
2014-07-02 | 1.8 | 1.9996
2014-07-03 | 6.2 | 5.9797
2014-07-04 | 9.4 | 7.6122
2014-07-05 | 26.6 | 29.4438
2014-07-06 | 13.6 | 12.1464
2014-07-07 | 0 | 0
2014-07-08 | 0 | 0
2014-07-09 | 0 | 0
2014-07-10 | 0 | 0
2014-07-11 | 0 | 0
2014-07-12 | 0 | 0
2014-07-13 | 0 | 0
2014-07-14 | 0 | 0
2014-07-15 | 0 | 0
2014-07-16 | 0 | 0
2014-07-17 | 0 | 0
2014-07-18 | 37 | 31.0908
2014-07-19 | 1.8 | 1.7945
2014-07-20 | 0 | 0
2014-07-21 | 0 | 0
2014-07-22 | 8 | 7.911
2014-07-23 | 18.2 | 15.4332
2014-07-24 | 0.6 | 0.68507
2014-07-25 | 0 | 0
2014-07-26 | 0 | 0
2014-07-27 | 0 | 0
2014-07-28 | 0 | 0
2014-07-29 | 0 | 0
2014-07-30 | 0 | 0
2014-07-31 | 0 | 0
2014-08-01 | 0 | 0
2014-08-02 | 0 | 0
2014-08-03 | 0 | 0
2014-08-04 | 0 | 0
2014-08-05 | 0 | 0
2014-08-06 | 0 | 0
2014-08-07 | 0 | 0
2014-08-08 | 0 | 0
2014-08-09 | 0 | 0
2014-08-10 | 0 | 0
2014-08-11 | 0 | 0
2014-08-12 | 0 | 0
2014-08-13 | 0 | 0
2014-08-14 | 0 | 0
2014-08-15 | 0 | 0
2014-08-16 | 0 | 0
2014-08-17 | 0 | 0
2014-08-18 | 0 | 0
2014-08-19 | 0 | 0
2014-08-20 | 0 | 0
2014-08-21 | 0 | 0
2014-08-22 | 0 | 0
2014-08-23 | 0 | 0
2014-08-24 | 0 | 0
2014-08-25 | 0 | 0
2014-08-26 | 0 | 0
2014-08-27 | 0 | 0
2014-08-28 | 0.4 | 0.33403
2014-08-29 | 7.8 | 8.3176
2014-08-30 | 3.6 | 3.5472
2014-08-31 | 10.6 | 11.9251
2014-09-01 | 3.2 | 3.4773
2014-09-02 | 6.2 | 5.6372
2014-09-03 | 0 | 0
2014-09-04 | 0 | 0
2014-09-05 | 0 | 0
2014-09-06 | 0 | 0
2014-09-07 | 0 | 0
2014-09-08 | 0 | 0
2014-09-09 | 0 | 0
2014-09-10 | 0 | 0
2014-09-11 | 0 | 0
2014-09-12 | 0 | 0
2014-09-13 | 0 | 0
2014-09-14 | 0 | 0
2014-09-15 | 0 | 0
2014-09-16 | 0 | 0
2014-09-17 | 0 | 0
2014-09-18 | 26.4 | 27.9888
2014-09-19 | 0.4 | 0.43152
2014-09-20 | 0 | 0
2014-09-21 | 2 | 1.7151
2014-09-22 | 12.4 | 14.3033
2014-09-23 | 29.4 | 32.8605
2014-09-24 | 1.6 | 1.8584
2014-09-25 | 0.6 | 0.52298
2014-09-26 | 8.2 | 9.6904
2014-09-27 | 0 | 0
2014-09-28 | 12.4 | 10.0906
2014-09-29 | 5.6 | 4.7113
2014-09-30 | 0 | 0
2014-10-01 | 0 | 0
2014-10-02 | 0 | 0
2014-10-03 | 57.8 | 53.774
2014-10-04 | 6 | 6.8715
2014-10-05 | 9.2 | 8.959
2014-10-06 | 0.4 | 0.43083
2014-10-07 | 0 | 0
2014-10-08 | 1.4 | 1.4313
2014-10-09 | 1.8 | 1.6225
2014-10-10 | 17.8 | 16.8101
2014-10-11 | 15.4 | 14.1503
2014-10-12 | 33 | 34.4724
2014-10-13 | 31.4 | 33.6703
2014-10-14 | 28.4 | 27.5027
2014-10-15 | 6.4 | 6.2507
2014-10-16 | 17.2 | 15.0437
2014-10-17 | 27 | 25.6489
2014-10-18 | 16.8 | 19.9584
2014-10-19 | 46.2 | 55.1207
2014-10-20 | 10.8 | 8.7902
2014-10-21 | 40.2 | 41.0446
2014-10-22 | 21.4 | 24.063
2014-10-23 | 9.4 | 10.8583
2014-10-24 | 1.6 | 1.5661
2014-10-25 | 21.8 | 19.5851
2014-10-26 | 2.4 | 1.9906
2014-10-27 | 33.6 | 31.4751
2014-10-28 | 24.4 | 22.8724
2014-10-29 | 7 | 8.3461
2014-10-30 | 9 | 7.9199
2014-10-31 | 15 | 15.2019
2014-11-01 | 6.4 | 6.9603
2014-11-02 | 37.6 | 34.6102
2014-11-03 | 35.2 | 28.2069
2014-11-04 | 9 | 7.8382
2014-11-05 | 4.4 | 5.1828
2014-11-06 | 20.2 | 22.2368
2014-11-07 | 1.4 | 1.4825
2014-11-08 | 34 | 28.2417
2014-11-09 | 0 | 0
2014-11-10 | 0 | 0
2014-11-11 | 0 | 0
2014-11-12 | 0 | 0
2014-11-13 | 0 | 0
2014-11-14 | 0 | 0
2014-11-15 | 0 | 0
2014-11-16 | 0 | 0
2014-11-17 | 0 | 0
2014-11-18 | 0 | 0
2014-11-19 | 3.4 | 3.1309
2014-11-20 | 29.4 | 25.6688
2014-11-21 | 32.8 | 30.8291
2014-11-22 | 25.6 | 28.5078
2014-11-23 | 15.2 | 13.6169
2014-11-24 | 60.6 | 56.5809
2014-11-25 | 15 | 15.3192
2014-11-26 | 43 | 44.4365
2014-11-27 | 15 | 15.9678
2014-11-28 | 0 | 0
2014-11-29 | 0 | 0
2014-11-30 | 0 | 0
2014-12-01 | 0 | 0
2014-12-02 | 0 | 0
2014-12-03 | 0 | 0
2014-12-04 | 1.2 | 1.4378
2014-12-05 | 45.4 | 43.255
2014-12-06 | 0.8 | 0.8862
2014-12-07 | 15.2 | 15.079
2014-12-08 | 48.6 | 51.1592
2014-12-09 | 34.2 | 32.6727
2014-12-10 | 4.4 | 4.119
2014-12-11 | 17.8 | 20.0622
2014-12-12 | 1.4 | 1.6348
2014-12-13 | 1 | 1.0711
2014-12-14 | 0 | 0
2014-12-15 | 9 | 7.9256
2014-12-16 | 20.2 | 23.4249
2014-12-17 | 0.8 | 0.82742
2014-12-18 | 24.6 | 21.455
2014-12-19 | 0 | 0
2014-12-20 | 0 | 0
2014-12-21 | 8.8 | 9.8351
2014-12-22 | 11.6 | 11.0712
2014-12-23 | 10 | 8.5342
2014-12-24 | 2.2 | 2.1401
2014-12-25 | 0.6 | 0.63416
2014-12-26 | 10.2 | 11.614
2014-12-27 | 5.4 | 4.5215
2014-12-28 | 0 | 0
2014-12-29 | 0 | 0
2014-12-30 | 0 | 0
2014-12-31 | 0 | 0

## Station 1 - 2015
Date | Daily Rainfall (mm)
2015-01-01 | 7.8
2015-01-02 | 1
2015-01-03 | 13.4
2015-01-04 | 64.2
2015-01-05 | 32.2
2015-01-06 | 2.8
2015-01-07 | 0
2015-01-08 | 0
2015-01-09 | 0.8
2015-01-10 | 0
2015-01-11 | 0
2015-01-12 | 0
2015-01-13 | 0
2015-01-14 | 0.4
2015-01-15 | 35.4
2015-01-16 | 6
2015-01-17 | 20.4
2015-01-18 | 16.6
2015-01-19 | 2.6
2015-01-20 | 0.4
2015-01-21 | 18.4
2015-01-22 | 14
2015-01-23 | 90.8
2015-01-24 | 40
2015-01-25 | 1.8
2015-01-26 | 2.8
2015-01-27 | 2.8
2015-01-28 | 0
2015-01-29 | 0
2015-01-30 | 0.6
2015-01-31 | 5.8
2015-02-01 | 8
2015-02-02 | 27
2015-02-03 | 0.6
2015-02-04 | 36
2015-02-05 | 27.2
2015-02-06 | 28.2
2015-02-07 | 39.2
2015-02-08 | 6.6
2015-02-09 | 3.2
2015-02-10 | 0.2
2015-02-11 | 19.6
2015-02-12 | 30.4
2015-02-13 | 19
2015-02-14 | 0.2
2015-02-15 | 0
2015-02-16 | 0
2015-02-17 | 0
2015-02-18 | 4
2015-02-19 | 11
2015-02-20 | 0.4
2015-02-21 | 0
2015-02-22 | 0
2015-02-23 | 0
2015-02-24 | 0.2
2015-02-25 | 4.6
2015-02-26 | 8.8
2015-02-27 | 0.4
2015-02-28 | 0
2015-03-01 | 1.2
2015-03-02 | 0
2015-03-03 | 0
2015-03-04 | 0.4
2015-03-05 | 1.8
2015-03-06 | 0.8
2015-03-07 | 0
2015-03-08 | 0.4
2015-03-09 | 0.4
2015-03-10 | 2.8
2015-03-11 | 13.6
2015-03-12 | 8.6
2015-03-13 | 17.4
2015-03-14 | 0.6
2015-03-15 | 0
2015-03-16 | 0
2015-03-17 | 0
2015-03-18 | 31
2015-03-19 | 35.4
2015-03-20 | 28.6
2015-03-21 | 0
2015-03-22 | 7
2015-03-23 | 9.6
2015-03-24 | 18.2
2015-03-25 | 104.4
2015-03-26 | 33.2
2015-03-27 | 26.2
2015-03-28 | 68.8
2015-03-29 | 10
2015-03-30 | 37.7
2015-03-31 | 11.6
2015-04-01 | 0
2015-04-02 | 33.7
2015-04-03 | 9
2015-04-04 | 8.4
2015-04-05 | 0.6
2015-04-06 | 0
2015-04-07 | 0
2015-04-08 | 0
2015-04-09 | 3.2
2015-04-10 | 40.2
2015-04-11 | 9.2
2015-04-12 | 24.4
2015-04-13 | 16.2
2015-04-14 | 1.5
2015-04-15 | 37.2
2015-04-16 | 3
2015-04-17 | 0
2015-04-18 | 0
2015-04-19 | 0
2015-04-20 | 1.1
2015-04-21 | 0.4
2015-04-22 | 8.2
2015-04-23 | 8.4
2015-04-24 | 1.8
2015-04-25 | 0
2015-04-26 | 4.2
2015-04-27 | 22.4
2015-04-28 | 15.4
2015-04-29 | 27.6
2015-04-30 | 4.8
2015-05-01 | 0.8
2015-05-02 | 0
2015-05-03 | 0
2015-05-04 | 19.8
2015-05-05 | 0.4
2015-05-06 | 0
2015-05-07 | 0
2015-05-08 | 0
2015-05-09 | 0
2015-05-10 | 0.4
2015-05-11 | 0
2015-05-12 | 0
2015-05-13 | 0
2015-05-14 | 0
2015-05-15 | 0
2015-05-16 | 0.2
2015-05-17 | 0
2015-05-18 | 0
2015-05-19 | 0
2015-05-20 | 0
2015-05-21 | 0
2015-05-22 | 0.2
2015-05-23 | 0.2
2015-05-24 | 0
2015-05-25 | 0
2015-05-26 | 0
2015-05-27 | 0
2015-05-28 | 0
2015-05-29 | 0
2015-05-30 | 0
2015-05-31 | 0
2015-06-01 | 7.4
2015-06-02 | 2.8
2015-06-03 | 0
2015-06-04 | 0
2015-06-05 | 0
2015-06-06 | 0
2015-06-07 | 0
2015-06-08 | 0
2015-06-09 | 0
2015-06-10 | 0
2015-06-11 | 0
2015-06-12 | 0
2015-06-13 | 0
2015-06-14 | 0
2015-06-15 | 0
2015-06-16 | 0
2015-06-17 | 0
2015-06-18 | 7
2015-06-19 | 0
2015-06-20 | 0
2015-06-21 | 0
2015-06-22 | 0
2015-06-23 | 1.4
2015-06-24 | 13.4
2015-06-25 | 4
2015-06-26 | 0
2015-06-27 | 0
2015-06-28 | 0
2015-06-29 | 0
2015-06-30 | 0
2015-07-01 | 0
2015-07-02 | 0
2015-07-03 | 0
2015-07-04 | 0
2015-07-05 | 0
2015-07-06 | 0
2015-07-07 | 0.2
2015-07-08 | 0
2015-07-09 | 1
2015-07-10 | 1.2
2015-07-11 | 2.4
2015-07-12 | 4
2015-07-13 | 0
2015-07-14 | 0
2015-07-15 | 0
2015-07-16 | 0
2015-07-17 | 0
2015-07-18 | 0
2015-07-19 | 0
2015-07-20 | 0.6
2015-07-21 | 0
2015-07-22 | 0
2015-07-23 | 8.4
2015-07-24 | 4
2015-07-25 | 4.2
2015-07-26 | 0
2015-07-27 | 0
2015-07-28 | 0
2015-07-29 | 0
2015-07-30 | 0
2015-07-31 | 0
2015-08-01 | 0
2015-08-02 | 0
2015-08-03 | 0
2015-08-04 | 0
2015-08-05 | 0
2015-08-06 | 3.2
2015-08-07 | 14.6
2015-08-08 | 24.4
2015-08-09 | 1.8
2015-08-10 | 0
2015-08-11 | 0
2015-08-12 | 0
2015-08-13 | 0
2015-08-14 | 0
2015-08-15 | 0
2015-08-16 | 0
2015-08-17 | 0
2015-08-18 | 0
2015-08-19 | 0
2015-08-20 | 0
2015-08-21 | 0
2015-08-22 | 0
2015-08-23 | 0
2015-08-24 | 0
2015-08-25 | 0
2015-08-26 | 0
2015-08-27 | 2.8
2015-08-28 | 10.4
2015-08-29 | 33.4
2015-08-30 | 26
2015-08-31 | 6
2015-09-01 | 15.8
2015-09-02 | 0.8
2015-09-03 | 2.4
2015-09-04 | 0
2015-09-05 | 1.6
2015-09-06 | 0
2015-09-07 | 29.6
2015-09-08 | 13
2015-09-09 | 1.4
2015-09-10 | 0
2015-09-11 | 0
2015-09-12 | 0
2015-09-13 | 0
2015-09-14 | 0
2015-09-15 | 2
2015-09-16 | 4
2015-09-17 | 2.8
2015-09-18 | 46.4
2015-09-19 | 86.8
2015-09-20 | 1.4
2015-09-21 | 4.2
2015-09-22 | 39.8
2015-09-23 | 29.8
2015-09-24 | 11.8
2015-09-25 | 1.6
2015-09-26 | 0
2015-09-27 | 0
2015-09-28 | 0
2015-09-29 | 0
2015-09-30 | 0
2015-10-01 | 0
2015-10-02 | 0
2015-10-03 | 0
2015-10-04 | 0
2015-10-05 | 0
2015-10-06 | 4
2015-10-07 | 15.6
2015-10-08 | 9.2
2015-10-09 | 26.4
2015-10-10 | 27
2015-10-11 | 37.6
2015-10-12 | 0.8
2015-10-13 | 0.6
2015-10-14 | 0
2015-10-15 | 0
2015-10-16 | 14.2
2015-10-17 | 6.4
2015-10-18 | 23.4
2015-10-19 | 0.6
2015-10-20 | 10.2
2015-10-21 | 4
2015-10-22 | 9.8
2015-10-23 | 0
2015-10-24 | 5.8
2015-10-25 | 4
2015-10-26 | 0
2015-10-27 | 6.8
2015-10-28 | 39
2015-10-29 | 40.6
2015-10-30 | 35.4
2015-10-31 | 21.2
2015-11-01 | 1.2
2015-11-02 | 0
2015-11-03 | 0
2015-11-04 | 3.4
2015-11-05 | 6
2015-11-06 | 44.2
2015-11-07 | 2.2
2015-11-08 | 1.6
2015-11-09 | 0
2015-11-10 | 20.5
2015-11-11 | 18.8
2015-11-12 | 59
2015-11-13 | 11.4
2015-11-14 | 0.6
2015-11-15 | 6
2015-11-16 | 55.4
2015-11-17 | 6.2
2015-11-18 | 0
2015-11-19 | 0
2015-11-20 | 0
2015-11-21 | 0
2015-11-22 | 0
2015-11-23 | 0
2015-11-24 | 0
2015-11-25 | 0
2015-11-26 | 0
2015-11-27 | 0
2015-11-28 | 0
2015-11-29 | 0
2015-11-30 | 13
2015-12-01 | 34.6
2015-12-02 | 27.4
2015-12-03 | 32.6
2015-12-04 | 27.2
2015-12-05 | 33.8
2015-12-06 | 22.4
2015-12-07 | 37.2
2015-12-08 | 27
2015-12-09 | 4.8
2015-12-10 | 12.2
2015-12-11 | 3.4
2015-12-12 | 23.8
2015-12-13 | 0
2015-12-14 | 2.4
2015-12-15 | 3
2015-12-16 | 2.2
2015-12-17 | 21.8
2015-12-18 | 25.5
2015-12-19 | 31.8
2015-12-20 | 22.6
2015-12-21 | 9
2015-12-22 | 35.8
2015-12-23 | 9.4
2015-12-24 | 0
2015-12-25 | 0
2015-12-26 | 26.2
2015-12-27 | 1.6
2015-12-28 | 0.2
2015-12-29 | 0
2015-12-30 | 0
2015-12-31 | 0

## Station 2 - 2015
Date | Daily Rainfall (mm)
2015-01-01 | 0
2015-01-02 | 1.4
2015-01-03 | 7.8
2015-01-04 | 29.6
2015-01-05 | 6
2015-01-06 | 0
2015-01-07 | 0
2015-01-08 | 0
2015-01-09 | 1
2015-01-10 | 0.6
2015-01-11 | 1.6
2015-01-12 | 0
2015-01-13 | 0
2015-01-14 | 0
2015-01-15 | 12.4
2015-01-16 | 1.6
2015-01-17 | 28.8
2015-01-18 | 1
2015-01-19 | 0
2015-01-20 | 0
2015-01-21 | 7.2
2015-01-22 | 5.2
2015-01-23 | 5.6
2015-01-24 | 6.6
2015-01-25 | 0
2015-01-26 | 0
2015-01-27 | 0.6
2015-01-28 | 0
2015-01-29 | 0
2015-01-30 | 0
2015-01-31 | 1.2
2015-02-01 | 1.8
2015-02-02 | 4
2015-02-03 | 1.4
2015-02-04 | 17
2015-02-05 | 39.6
2015-02-06 | 9.8
2015-02-07 | 11.4
2015-02-08 | 13.2
2015-02-09 | 11.8
2015-02-10 | 0.8
2015-02-11 | 1
2015-02-12 | 12.8
2015-02-13 | 16.2
2015-02-14 | 0
2015-02-15 | 0
2015-02-16 | 0
2015-02-17 | 0
2015-02-18 | 0
2015-02-19 | 0
2015-02-20 | 0
2015-02-21 | 0
2015-02-22 | 0
2015-02-23 | 0
2015-02-24 | 0
2015-02-25 | 1.6
2015-02-26 | 8.2
2015-02-27 | 0
2015-02-28 | 0
2015-03-01 | 2.2
2015-03-02 | 0
2015-03-03 | 0
2015-03-04 | 0
2015-03-05 | 0
2015-03-06 | 0
2015-03-07 | 0
2015-03-08 | 0
2015-03-09 | 0
2015-03-10 | 0.8
2015-03-11 | 6.4
2015-03-12 | 0.8
2015-03-13 | 8.4
2015-03-14 | 1
2015-03-15 | 0
2015-03-16 | 0
2015-03-17 | 0
2015-03-18 | 7.4
2015-03-19 | 10
2015-03-20 | 15.2
2015-03-21 | 0.2
2015-03-22 | 4.4
2015-03-23 | 8.2
2015-03-24 | 11.8
2015-03-25 | 5.4
2015-03-26 | 0
2015-03-27 | 12.8
2015-03-28 | 4.6
2015-03-29 | 11.8
2015-03-30 | 22
2015-03-31 | 2
2015-04-01 | 0
2015-04-02 | 0.4
2015-04-03 | 6.2
2015-04-04 | 1.4
2015-04-05 | 0
2015-04-06 | 0
2015-04-07 | 0
2015-04-08 | 0
2015-04-09 | 0
2015-04-10 | 3.4
2015-04-11 | 2.2
2015-04-12 | 5
2015-04-13 | 9.2
2015-04-14 | 0
2015-04-15 | 0
2015-04-16 | 0
2015-04-17 | 0
2015-04-18 | 0
2015-04-19 | 0
2015-04-20 | 0
2015-04-21 | 5
2015-04-22 | 0.8
2015-04-23 | 22.2
2015-04-24 | 6.8
2015-04-25 | 0.6
2015-04-26 | 0.4
2015-04-27 | 1.2
2015-04-28 | 0.8
2015-04-29 | 0
2015-04-30 | 1.6
2015-05-01 | 0
2015-05-02 | 0
2015-05-03 | 0
2015-05-04 | 0.4
2015-05-05 | 1.6
2015-05-06 | 0
2015-05-07 | 0
2015-05-08 | 0
2015-05-09 | 0
2015-05-10 | 0
2015-05-11 | 0
2015-05-12 | 9.4
2015-05-13 | 2.2
2015-05-14 | 0.4
2015-05-15 | 0
2015-05-16 | 0
2015-05-17 | 0
2015-05-18 | 0
2015-05-19 | 0
2015-05-20 | 0
2015-05-21 | 0
2015-05-22 | 0
2015-05-23 | 0
2015-05-24 | 0
2015-05-25 | 0
2015-05-26 | 0
2015-05-27 | 0
2015-05-28 | 0
2015-05-29 | 0
2015-05-30 | 0
2015-05-31 | 0
2015-06-01 | 5.8
2015-06-02 | 9.2
2015-06-03 | 0
2015-06-04 | 0
2015-06-05 | 0
2015-06-06 | 0
2015-06-07 | 0
2015-06-08 | 0
2015-06-09 | 0
2015-06-10 | 0
2015-06-11 | 0
2015-06-12 | 0
2015-06-13 | 0
2015-06-14 | 0
2015-06-15 | 0
2015-06-16 | 0
2015-06-17 | 0
2015-06-18 | 1.6
2015-06-19 | 0.4
2015-06-20 | 0
2015-06-21 | 0
2015-06-22 | 0
2015-06-23 | 0
2015-06-24 | 0
2015-06-25 | 0
2015-06-26 | 0
2015-06-27 | 0
2015-06-28 | 0
2015-06-29 | 0
2015-06-30 | 0
2015-07-01 | 0
2015-07-02 | 0
2015-07-03 | 0
2015-07-04 | 0
2015-07-05 | 0
2015-07-06 | 0
2015-07-07 | 0
2015-07-08 | 0
2015-07-09 | 0
2015-07-10 | 0
2015-07-11 | 10.8
2015-07-12 | 12
2015-07-13 | 0
2015-07-14 | 0
2015-07-15 | 0
2015-07-16 | 0
2015-07-17 | 0
2015-07-18 | 0
2015-07-19 | 0
2015-07-20 | 0
2015-07-21 | 0
2015-07-22 | 0
2015-07-23 | 0.4
2015-07-24 | 1
2015-07-25 | 10.8
2015-07-26 | 0.6
2015-07-27 | 0
2015-07-28 | 0
2015-07-29 | 0
2015-07-30 | 0
2015-07-31 | 0
2015-08-01 | 0
2015-08-02 | 0
2015-08-03 | 0
2015-08-04 | 6.6
2015-08-05 | 4.8
2015-08-06 | 0
2015-08-07 | 0.2
2015-08-08 | 5
2015-08-09 | 1
2015-08-10 | 0
2015-08-11 | 0
2015-08-12 | 0
2015-08-13 | 0
2015-08-14 | 9.8
2015-08-15 | 3
2015-08-16 | 0
2015-08-17 | 0
2015-08-18 | 0
2015-08-19 | 0
2015-08-20 | 0
2015-08-21 | 0
2015-08-22 | 0
2015-08-23 | 0
2015-08-24 | 0
2015-08-25 | 0
2015-08-26 | 0
2015-08-27 | 3
2015-08-28 | 6.8
2015-08-29 | 16.2
2015-08-30 | 6.2
2015-08-31 | 14.2
2015-09-01 | 1.6
2015-09-02 | 9.4
2015-09-03 | 0.6
2015-09-04 | 0
2015-09-05 | 0.2
2015-09-06 | 0.2
2015-09-07 | 4
2015-09-08 | 0
2015-09-09 | 0
2015-09-10 | 0
2015-09-11 | 0
2015-09-12 | 0
2015-09-13 | 0
2015-09-14 | 0
2015-09-15 | 3.2
2015-09-16 | 6.4
2015-09-17 | 2
2015-09-18 | 8.6
2015-09-19 | 9.8
2015-09-20 | 7.4
2015-09-21 | 0
2015-09-22 | 0
2015-09-23 | 8.4
2015-09-24 | 7.8
2015-09-25 | 0.4
2015-09-26 | 0
2015-09-27 | 0
2015-09-28 | 0
2015-09-29 | 0
2015-09-30 | 0
2015-10-01 | 0
2015-10-02 | 0
2015-10-03 | 0
2015-10-04 | 0
2015-10-05 | 0
2015-10-06 | 2.4
2015-10-07 | 9
2015-10-08 | 1
2015-10-09 | 15.6
2015-10-10 | 14.4
2015-10-11 | 7.8
2015-10-12 | 6
2015-10-13 | 0
2015-10-14 | 0
2015-10-15 | 0
2015-10-16 | 4.8
2015-10-17 | 1.8
2015-10-18 | 3.2
2015-10-19 | 4.2
2015-10-20 | 0
2015-10-21 | 6
2015-10-22 | 0
2015-10-23 | 0
2015-10-24 | 0.8
2015-10-25 | 0
2015-10-26 | 0
2015-10-27 | 6
2015-10-28 | 4.8
2015-10-29 | 10.2
2015-10-30 | 8
2015-10-31 | 10
2015-11-01 | 7.6
2015-11-02 | 0
2015-11-03 | 0
2015-11-04 | 4.6
2015-11-05 | 2
2015-11-06 | 15
2015-11-07 | 3.6
2015-11-08 | 4.4
2015-11-09 | 0
2015-11-10 | 9.6
2015-11-11 | 1.2
2015-11-12 | 8.2
2015-11-13 | 0.8
2015-11-14 | 2.4
2015-11-15 | 0.2
2015-11-16 | 8.2
2015-11-17 | 5.8
2015-11-18 | 0
2015-11-19 | 0
2015-11-20 | 0
2015-11-21 | 0
2015-11-22 | 1.8
2015-11-23 | 4.6
2015-11-24 | 0
2015-11-25 | 0
2015-11-26 | 0
2015-11-27 | 0
2015-11-28 | 0
2015-11-29 | 0
2015-11-30 | 4
2015-12-01 | 8.4
2015-12-02 | 39.2
2015-12-03 | 10.2
2015-12-04 | 6.4
2015-12-05 | 48.2
2015-12-06 | 16.8
2015-12-07 | 11
2015-12-08 | 11
2015-12-09 | 3.2
2015-12-10 | 9
2015-12-11 | 3
2015-12-12 | 35.2
2015-12-13 | 1
2015-12-14 | 0
2015-12-15 | 2
2015-12-16 | 0
2015-12-17 | 10.2
2015-12-18 | 5.4
2015-12-19 | 11.4
2015-12-20 | 2.4
2015-12-21 | 0.4
2015-12-22 | 4
2015-12-23 | 10.8
2015-12-24 | 0.6
2015-12-25 | 0
2015-12-26 | 6.4
2015-12-27 | 2.4
2015-12-28 | 0
2015-12-29 | 0
2015-12-30 | 0
2015-12-31 | 0

## Station 3 - 2013
Date | Daily Rainfall (mm)
2013-01-01 | 0
2013-01-02 | 0
2013-01-03 | 0
2013-01-04 | 0
2013-01-05 | 4.4
2013-01-06 | 5.6
2013-01-07 | 5
2013-01-08 | 2.6
2013-01-09 | 0.2
2013-01-10 | 0
2013-01-11 | 0
2013-01-12 | 0
2013-01-13 | 0
2013-01-14 | 0
2013-01-15 | 1
2013-01-16 | 1.2
2013-01-17 | 2.2
2013-01-18 | 0
2013-01-19 | 0
2013-01-20 | 0
2013-01-21 | 0
2013-01-22 | 0.2
2013-01-23 | 6.4
2013-01-24 | 2.2
2013-01-25 | 0.2
2013-01-26 | 1.6
2013-01-27 | 4.6
2013-01-28 | 10.4
2013-01-29 | 10.8
2013-01-30 | 6.2
2013-01-31 | 1.4
2013-02-01 | 0
2013-02-02 | 1
2013-02-03 | 8
2013-02-04 | 1.6
2013-02-05 | 3.8
2013-02-06 | 0.2
2013-02-07 | 1.6
2013-02-08 | 0.2
2013-02-09 | 0
2013-02-10 | 1
2013-02-11 | 1.4
2013-02-12 | 4.6
2013-02-13 | 3
2013-02-14 | 5.6
2013-02-15 | 2.4
2013-02-16 | 0
2013-02-17 | 0
2013-02-18 | 0
2013-02-19 | 0
2013-02-20 | 2.2
2013-02-21 | 9
2013-02-22 | 10.6
2013-02-23 | 4.6
2013-02-24 | 23.6
2013-02-25 | 1.6
2013-02-26 | 2.2
2013-02-27 | 0.2
2013-02-28 | 8.6
2013-03-01 | 20
2013-03-02 | 4.4
2013-03-03 | 0
2013-03-04 | 0
2013-03-05 | 0
2013-03-06 | 0
2013-03-07 | 0
2013-03-08 | 0
2013-03-09 | 0.8
2013-03-10 | 0
2013-03-11 | 4
2013-03-12 | 22.8
2013-03-13 | 25.2
2013-03-14 | 5.6
2013-03-15 | 1.4
2013-03-16 | 0
2013-03-17 | 1.8
2013-03-18 | 0
2013-03-19 | 7.6
2013-03-20 | 3
2013-03-21 | 0
2013-03-22 | 0
2013-03-23 | 0
2013-03-24 | 0
2013-03-25 | 0.4
2013-03-26 | 0.8
2013-03-27 | 0
2013-03-28 | 0
2013-03-29 | 0
2013-03-30 | 0
2013-03-31 | 0
2013-04-01 | 0
2013-04-02 | 0
2013-04-03 | 0
2013-04-04 | 9.8
2013-04-05 | 2.2
2013-04-06 | 3.4
2013-04-07 | 0
2013-04-08 | 2
2013-04-09 | 0
2013-04-10 | 1.2
2013-04-11 | 1
2013-04-12 | 8.4
2013-04-13 | 0
2013-04-14 | 0
2013-04-15 | 0
2013-04-16 | 0
2013-04-17 | 0
2013-04-18 | 8.2
2013-04-19 | 0.8
2013-04-20 | 0
2013-04-21 | 0
2013-04-22 | 0
2013-04-23 | 0
2013-04-24 | 0.6
2013-04-25 | 1.2
2013-04-26 | 18.6
2013-04-27 | 2.8
2013-04-28 | 7
2013-04-29 | 0
2013-04-30 | 0.2
2013-05-01 | 0.2
2013-05-02 | 1
2013-05-03 | 0
2013-05-04 | 0
2013-05-05 | 0
2013-05-06 | 0
2013-05-07 | 0
2013-05-08 | 0
2013-05-09 | 0
2013-05-10 | 0
2013-05-11 | 21.8
2013-05-12 | 9.1
2013-05-13 | 1
2013-05-14 | 2.6
2013-05-15 | 1.2
2013-05-16 | 0
2013-05-17 | 0.4
2013-05-18 | 1.6
2013-05-19 | 0
2013-05-20 | 2.8
2013-05-21 | 3.6
2013-05-22 | 0.4
2013-05-23 | 9.4
2013-05-24 | 1.4
2013-05-25 | 1.2
2013-05-26 | 2.2
2013-05-27 | 0.8
2013-05-28 | 0.4
2013-05-29 | 2.4
2013-05-30 | 3.6
2013-05-31 | 0.2
2013-06-01 | 0.6
2013-06-02 | 0
2013-06-03 | 0
2013-06-04 | 0.4
2013-06-05 | 0
2013-06-06 | 11.4
2013-06-07 | 1.6
2013-06-08 | 2.8
2013-06-09 | 0.6
2013-06-10 | 1.2
2013-06-11 | 19.6
2013-06-12 | 7.4
2013-06-13 | 0.2
2013-06-14 | 0
2013-06-15 | 1.2
2013-06-16 | 0.4
2013-06-17 | 2.4
2013-06-18 | 1.8
2013-06-19 | 6.8
2013-06-20 | 5.4
2013-06-21 | 0
2013-06-22 | 0
2013-06-23 | 0.8
2013-06-24 | 7
2013-06-25 | 0
2013-06-26 | 1.4
2013-06-27 | 2
2013-06-28 | 3.4
2013-06-29 | 0
2013-06-30 | 0
2013-07-01 | 1.6
2013-07-02 | 0.2
2013-07-03 | 0
2013-07-04 | 0
2013-07-05 | 0
2013-07-06 | 0
2013-07-07 | 0
2013-07-08 | 0.6
2013-07-09 | 0.2
2013-07-10 | 3.4
2013-07-11 | 2.8
2013-07-12 | 0.2
2013-07-13 | 2.2
2013-07-14 | 1.4
2013-07-15 | 0
2013-07-16 | 0
2013-07-17 | 0
2013-07-18 | 0
2013-07-19 | 0
2013-07-20 | 0
2013-07-21 | 0
2013-07-22 | 0
2013-07-23 | 0
2013-07-24 | 0
2013-07-25 | 0
2013-07-26 | 0
2013-07-27 | 0
2013-07-28 | 0
2013-07-29 | 0
2013-07-30 | 0
2013-07-31 | 5.4
2013-08-01 | 0.4
2013-08-02 | 0
2013-08-03 | 0
2013-08-04 | 0
2013-08-05 | 0
2013-08-06 | 0
2013-08-07 | 0
2013-08-08 | 0
2013-08-09 | 0
2013-08-10 | 0
2013-08-11 | 0.4
2013-08-12 | 4.4
2013-08-13 | 1
2013-08-14 | 0.4
2013-08-15 | 8.4
2013-08-16 | 4.4
2013-08-17 | 4.4
2013-08-18 | 14.8
2013-08-19 | 5.6
2013-08-20 | 1.2
2013-08-21 | 0.4
2013-08-22 | 0.6
2013-08-23 | 5.2
2013-08-24 | 1.4
2013-08-25 | 0
2013-08-26 | 0
2013-08-27 | 0.4
2013-08-28 | 1.2
2013-08-29 | 4
2013-08-30 | 0
2013-08-31 | 0
2013-09-01 | 0
2013-09-02 | 0
2013-09-03 | 4.8
2013-09-04 | 0
2013-09-05 | 0
2013-09-06 | 0
2013-09-07 | 0
2013-09-08 | 0
2013-09-09 | 0
2013-09-10 | 0
2013-09-11 | 0
2013-09-12 | 0
2013-09-13 | 0
2013-09-14 | 0
2013-09-15 | 0.6
2013-09-16 | 0
2013-09-17 | 0.8
2013-09-18 | 1.2
2013-09-19 | 0.8
2013-09-20 | 1.4
2013-09-21 | 1.4
2013-09-22 | 5
2013-09-23 | 1.2
2013-09-24 | 1.6
2013-09-25 | 0
2013-09-26 | 4
2013-09-27 | 1.6
2013-09-28 | 11
2013-09-29 | 5
2013-09-30 | 2.2
2013-10-01 | 0
2013-10-02 | 0
2013-10-03 | 1.2
2013-10-04 | 28.4
2013-10-05 | 26
2013-10-06 | 8.8
2013-10-07 | 10.6
2013-10-08 | 0
2013-10-09 | 1.2
2013-10-10 | 0
2013-10-11 | 0
2013-10-12 | 0
2013-10-13 | 0
2013-10-14 | 0
2013-10-15 | 1
2013-10-16 | 0
2013-10-17 | 0
2013-10-18 | 0
2013-10-19 | 0
2013-10-20 | 0
2013-10-21 | 0
2013-10-22 | 0
2013-10-23 | 0
2013-10-24 | 0
2013-10-25 | 0
2013-10-26 | 9.6
2013-10-27 | 0
2013-10-28 | 0
2013-10-29 | 0
2013-10-30 | 14.1
2013-10-31 | 2
2013-11-01 | 0.8
2013-11-02 | 0
2013-11-03 | 0
2013-11-04 | 1.2
2013-11-05 | 3
2013-11-06 | 3.2
2013-11-07 | 3.2
2013-11-08 | 5.6
2013-11-09 | 0
2013-11-10 | 0
2013-11-11 | 1.8
2013-11-12 | 9.6
2013-11-13 | 8.8
2013-11-14 | 1.4
2013-11-15 | 11.8
2013-11-16 | 0
2013-11-17 | 4.6
2013-11-18 | 0
2013-11-19 | 0
2013-11-20 | 0
2013-11-21 | 0.6
2013-11-22 | 0
2013-11-23 | 5
2013-11-24 | 4.4
2013-11-25 | 0
2013-11-26 | 0.2
2013-11-27 | 3.6
2013-11-28 | 2.4
2013-11-29 | 10.2
2013-11-30 | 26.6
2013-12-01 | 5.4
2013-12-02 | 0
2013-12-03 | 0
2013-12-04 | 0
2013-12-05 | 0
2013-12-06 | 0
2013-12-07 | 0
2013-12-08 | 0
2013-12-09 | 0
2013-12-10 | 0
2013-12-11 | 3.2
2013-12-12 | 1.8
2013-12-13 | 10.4
2013-12-14 | 26
2013-12-15 | 0.8
2013-12-16 | 11.8
2013-12-17 | 4.6
2013-12-18 | 0
2013-12-19 | 0
2013-12-20 | 3.8
2013-12-21 | 7.6
2013-12-22 | 20.6
2013-12-23 | 1.4
2013-12-24 | 3.8
2013-12-25 | 25.6
2013-12-26 | 24.8
2013-12-27 | 2.2
2013-12-28 | 21.8
2013-12-29 | 2.4
2013-12-30 | 2.8
2013-12-31 | 0.2